## PROJECT TIMELINE no (hidden)
PI Horizon | Year
Project Year | 2024
Test Year | 2064
Length of Construction | 1 | Months
DATE
2024-12-13
ADDRESS
NUMBER OF CUST: by type, Approx vol
1 customer upgrade to 4in at 750 m3/hr (18,000 m3/d)
PI Notes / questions to confirm:

## COST ASSUMPTIONS
Step 1 for Phase 1 (6inch Pipe Upgrade)
ITEM | DIAM (in.) | Final Units | UOM | Unit Price | UNIT | CAPEX VALUE (with Contingency)
Pipe | 6 in | 2126.25 | Meter | 53.58 | $/meter | 113924.475
P.E. main install (SB) | 6 in | 2025 | Meter | 387.49 | $/meter | 784667.25
Tracer Wire |  | 2227.5 | Meter | 0.57 | $/meter | 1269.675
Regulating Station |  | 1 | Station | 10000 | $/station | 10000
Straight T | 4 in | 1 | Unit | 89.89 | $/unit | 89.89
Reducing Couplings | 4 in | 3 | Unit | 119.91 | $/unit | 359.73
Poly Valve | 4 in | 1 | Unit | 398 | $/unit | 398
EPCOR Labour |  | 1 | Install | 15941.56 | $/Install | 15941.56
AECON Overhead |  | 1 | install | 867.1258 | $/Install | 867.1258
Pipe Transport |  | 1 | Project | 25000 | $/project | 25000
Incremental O&M |  |  | Cx/Yr | 2000 | $/Cx/ Yr | 2000
Cost Adjustments |  |  |  |  | $/Project | -63569
TOTAL | [5 empty] | 890948.7058
Step 2 for Phase 1 (Clearbeach Supply)

## INPUT - CAPEX
[5 empty] | SUMMARY |  | SB_Customer Summary |  |  | AYLMER_Customer Summary
[5 empty] | CAPEX | 1871769.04 | R1 Residential |  | 0 | CUSTOM 1 |  | 0
[5 empty] | OEB PRESCRIBED RATE | 5.48% | R1 S Comm |  | 0 | CUSTOM 2 |  | 0
[5 empty] | IDC | 8547.7453 | R6 M Comm |  | 0 | CUSTOM 3 |  | 1
[7 empty] | R6 L Comm |  | 0 | CUSTOM 4 |  | 0
[7 empty] | R11 Dryer |  | 0 | CUSTOM 5 |  | 0
[7 empty] | TOTAL |  | 0 | TOTAL |  | 1
INPUT TABLE
REF_COL | CCA Class | NEW LINE ITEM | Diff from Template Price | Dup Check | IN USE | TYPE | ITEM | WINTER WORK | DIAM (in.) | Units | Material Wasteage (%) | Cost Conting (%) | Final Units | UOM | PRICE | UNIT | Description | RATE QUOTE DATE | CAPEX VALUE | CAPEX W CONTINGENCY | NOTE | Typical R1 Res Req | Typical R1 S Comm Req | Typical R6 M/L Comm Req | Allocation % - Main | Allocation %- SERVICE | Allocation $ - Main | Allocation $ - SERVICE
PIPE (SERVICE (P.E.) 6 in) | Class 51 | #N/A | #N/A |  | Y | PIPE | SERVICE (P.E.) |  | 6 in | 2025 | 5% |  | 2126.25 | meter | 53.58 | $ / meter |  |  | 113924.475 | 113924.475 |  |  |  |  | 100% | 0% | 113924.475 | 0
PIPE (Main (P.E.) 4 in) | Class 51 | #N/A | #N/A |  |  | PIPE | Main (P.E.) |  | 4 in | 0 | 5% |  | 0 | meter | 30.82 | $ / meter |  | 2023-01-17 | 0 | 0 |  |  | Y | Y | 100% | 0% | 0 | 0
PIPE (Main (P.E.) 3 in) | Class 51 | #N/A | #N/A |  |  | PIPE | Main (P.E.) |  | 3 in |  | 5% |  | 0 | meter |  | $ / meter |  |  | 0 | 0 |  |  |  |  | 100% | 0% | 0 | 0
PIPE (Main (P.E.) 2 in) | Class 51 | #N/A | #N/A |  |  | PIPE | Main (P.E.) |  | 2 in |  | 5% |  | 0 | meter | 7.53 | $ / meter |  | 2023-01-17 | 0 | 0 |  |  |  |  | 100% | 0% | 0 | 0
PIPE (Main (P.E.) 1.25 in) | Class 51 | #N/A | #N/A |  |  | PIPE | Main (P.E.) |  | 1.25 in |  | 5% |  | 0 | meter | 4.41 | $ / meter |  | 2023-01-17 | 0 | 0 |  |  |  |  | 100% | 0% | 0 | 0
PIPE (Main (P.E.) 1 in) | Class 51 | #N/A | #N/A |  |  | PIPE | Main (P.E.) |  | 1 in |  | 5% |  | 0 | meter | 2.82 | $ / meter |  | 2023-01-17 | 0 | 0 |  |  |  |  | 100% | 0% | 0 | 0
PIPE (Main (P.E.) 0.5 in) | Class 51 | #N/A | #N/A |  |  | PIPE | Main (P.E.) |  | 0.5 in |  | 5% |  | 0 | meter | 0.93 | $ / meter |  | 2023-01-17 | 0 | 0 |  | Y |  |  | 100% | 0% | 0 | 0
PIPE (Service 2 in) | Class 51 | #N/A | #N/A |  |  | PIPE | Service |  | 2 in |  | 5% |  | 0 | meter | 7.53 | $ / meter |  | 2023-01-17 | 0 | 0 |  | Y | Y | Y | 0% | 100% | 0 | 0
PIPE (Service 1.25 in) | Class 51 | #N/A | #N/A |  |  | PIPE | Service |  | 1.25 in |  | 5% |  | 0 | meter | 4.41 | $ / meter |  | 2023-01-17 | 0 | 0 |  |  |  |  | 0% | 100% | 0 | 0
PIPE (Service 0.5 in) | Class 51 | #N/A | #N/A |  |  | PIPE | Service |  | 0.5 in |  | 5% |  | 0 | meter | 0.93 | $ / meter | Average 30m per unit | 2023-01-17 | 0 | 0 |  |  |  |  | 0% | 100% | 0 | 0
WIRE (Tracer Wire ) | Class 51 | #N/A | #N/A |  | Y | WIRE | Tracer Wire |  |  | 2025 | 10% |  | 2227.5 | meter | 0.57 | $ / meter |  | 2023-12-12 | 1269.675 | 1269.675 |  | Y |  |  | 0% | 100% | 0 | 1269.675
STATION (Regulating Station ) | Class 51 | #N/A | #N/A |  | Y | STATION | Regulating Station |  |  | 1 |  |  | 1 | station | 10000 | $ / station | Custom Station specific for Customer (inc. riser, meter, regs) | 2023-12-12 | 10000 | 10000 |  |  |  |  | 0% | 100% | 0 | 10000
RISER (Commercial 0.5 in) | Class 51 | #N/A | #N/A |  |  | RISER | Commercial |  | 0.5 in |  |  |  | 0 | riser | 698 | $ / riser |  | 2022-05-02 | 0 | 0 |  | Y |  |  | 0% | 100% | 0 | 0
RISER (Commercial 2 in) | Class 51 | #N/A | #N/A |  |  | RISER | Commercial |  | 2 in |  |  |  | 0 | riser | 246.3 | $ / riser |  | 2023-06-05 | 0 | 0 |  |  | Y | Y | 0% | 100% | 0 | 0
RISER (Residential 1.25 in) | Class 51 | #N/A | #N/A |  |  | RISER | Residential |  | 1.25 in |  |  |  | 0 | riser | 389 | $ / riser |  | 2023-01-06 | 0 | 0 |  |  |  |  | 0% | 100% | 0 | 0
RISER (Residential 0.5 in) | Class 51 | #N/A | #N/A |  |  | RISER | Residential |  | 0.5 in |  |  |  | 0 | riser | 60.5 | $ / riser |  | 2022-01-25 | 0 | 0 |  |  |  |  | 0% | 100% | 0 | 0
METER (AC 250 (Residential) ) | Class 51 | #N/A | #N/A |  |  | METER | AC 250 (Residential) | [5 empty] | 0 | unit | 162 | $ / unit |  | 2022-01-25 | 0 | 0 |  |  |  |  | 0% | 100% | 0 | 0
METER (AC 630 (Residential) ) | Class 51 | #N/A | #N/A |  |  | METER | AC 630 (Residential) | [5 empty] | 0 | unit |  | $ / unit |  | 2019-07-01 | 0 | 0 |  |  |  |  | 0% | 100% | 0 | 0
METER (AL 425 (Residential) ) | Class 51 | #N/A | #N/A |  |  | METER | AL 425 (Residential) | [5 empty] | 0 | unit | 548 | $ / unit |  | 2023-10-31 | 0 | 0 |  | Y | Y |  | 0% | 100% | 0 | 0
METER (Sensus R415 (Commercial) 2 in) | Class 51 | #N/A | #N/A |  |  | METER | Sensus R415 (Commercial) |  | 2 in |  |  |  | 0 | unit | 372.02 | $ / unit | 2021 stock | 2023-10-31 | [6 empty] | 0% | 100% | 0 | 0
METER (880 Sonic (All) ) | Class 51 | #N/A | #N/A |  |  | METER | 880 Sonic (All) | [5 empty] | 0 | unit | 1268.67 | $ / unit |  | 2022-06-03 | 0 | 0 |  |  |  |  | 0% | 100% | 0 | 0
METER (3M (Comm/Ind) ) | Class 51 | #N/A | #N/A |  |  | METER | 3M (Comm/Ind) | [5 empty] | 0 | unit |  | $ / unit |  | 2019-07-01 | 0 | 0 |  |  |  |  | 0% | 100% | 0 | 0
METER (5M (Comm/Ind) ) | Class 51 | #N/A | #N/A |  |  | METER | 5M (Comm/Ind) | [5 empty] | 0 | unit |  | $ / unit |  | 2019-07-01 | 0 | 0 |  |  |  |  | 0% | 100% | 0 | 0
METER (7M (Comm/Ind) ) | Class 51 | #N/A | #N/A |  |  | METER | 7M (Comm/Ind) | [5 empty] | 0 | unit |  | $ / unit |  | 2019-07-01 | 0 | 0 |  |  |  |  | 0% | 100% | 0 | 0
METER (11M (Comm/Ind) ) | Class 51 | #N/A | #N/A |  |  | METER | 11M (Comm/Ind) | [5 empty] | 0 | unit | 3500 | $ / unit | follow up with Mark T to see if meter needs replaced | 2019-07-01 | 0 | 0 |  |  |  |  | 0% | 100% | 0 | 0
METER (RM3000 PTZ ) | Class 51 | #N/A | #N/A |  |  | METER | RM3000 PTZ | [5 empty] | 0 | unit | 2218 | $ / unit |  | 2023-01-25 | 0 | 0 |  |  |  | Y | 0% | 100% | 0 | 0
METER (AL1000 ) | Class 51 | #N/A | #N/A |  |  | METER | AL1000 | [5 empty] | 0 | unit | 2010.72 | $ / unit |  | 2023-01-25 | 0 | 0 |  |  |  | Y | 0% | 100% | 0 | 0
REGULATOR (OPCO (Residential) ) | Class 51 | #N/A | #N/A |  |  | REGULATOR | OPCO (Residential) | [5 empty] | 0 | unit |  | $ / unit | do not need regulator if we have a meter bar | 2019-07-01 | 0 | 0 |  |  |  |  | 0% | 100% | 0 | 0
REGULATOR (BD260 (Residential) ) | Class 51 | #N/A | #N/A |  |  | REGULATOR | BD260 (Residential) | [5 empty] | 0 | unit | 64.96 | $ / unit | do not need regulator if we have a meter bar | 2022-01-25 | 0 | 0 | do not need regulator if we have a meter bar |  |  |  | 0% | 100% | 0 | 0
REGULATOR (Fisher HSR (All) ) | Class 51 | #N/A | #N/A |  |  | REGULATOR | Fisher HSR (All) | [5 empty] | 0 | unit |  | $ / unit |  | 2019-07-01 | 0 | 0 |  |  |  |  | 0% | 100% | 0 | 0
REGULATOR (Fisher 299H (Comm/Ind) ) | Class 51 | #N/A | #N/A |  |  | REGULATOR | Fisher 299H (Comm/Ind) | [5 empty] | 0 | unit | 2095 | $ / unit | follow up with Mark T to see if meter needs replaced | 2023-01-25 | 0 | 0 | Co-Gen |  |  |  | 0% | 100% | 0 | 0
REGULATOR (Fisher 289L Relief Valve(Comm/Ind) ) | Class 51 | #N/A | #N/A |  |  | REGULATOR | Fisher 289L Relief Valve(Comm/Ind) | [5 empty] | 0 | unit | 301 | $ / unit | follow up with Mark T to see if meter needs replaced | 2023-01-25 | 0 | 0 | Co-Gen |  |  |  | 0% | 100% | 0 | 0
REGULATOR (Fisher CS400IR (Comm/Ind) ) | Class 51 | #N/A | #N/A |  |  | REGULATOR | Fisher CS400IR (Comm/Ind) | [5 empty] | 0 | unit | 671 | $ / unit |  | 2023-01-25 | 0 | 0 | Pump/Upgrader |  |  |  | 0% | 100% | 0 | 0
REGULATOR (Fisher 289H Relief Valve (Comm/Ind) ) | Class 51 | #N/A | #N/A |  |  | REGULATOR | Fisher 289H Relief Valve (Comm/Ind) | [5 empty] | 0 | unit | 424 | $ / unit |  | 2023-01-25 | 0 | 0 | Pump/Upgrader |  |  |  | 0% | 100% | 0 | 0
MISC (Pressure Kit 2 in) | Class 51 | #N/A | #N/A |  |  | MISC | Pressure Kit |  | 2 in |  |  |  | 0 | unit | 300 | $ / unit |  | 2023-01-25 | 0 | 0 | Co-Gen | Y | Y | Y | 0% | 100% | 0 | 0
MISC (Flange Gasket Kit 2 in) | Class 51 | #N/A | #N/A |  |  | MISC | Flange Gasket Kit |  | 2 in |  |  |  | 0 | unit | 59 | $ / unit |  | 2023-01-25 | 0 | 0 | Co-Gen | Y | Y | Y | 0% | 100% | 0 | 0
MISC (Straight T 4 in) | Class 51 | #N/A | #N/A |  | Y | MISC | Straight T |  | 4 in | 1 |  |  | 1 | unit | 89.89 | $ / unit |  | 2023-12-12 | 89.89 | 89.89 |  | Y | Y | Y | 0% | 100% | 0 | 89.89
MISC (Reducing Couplings 4 in) | Class 51 | #N/A | #N/A |  | Y | MISC | Reducing Couplings |  | 4 in | 3 |  |  | 3 | unit | 119.91 | $ / unit |  | 2023-12-12 | 359.73 | 359.73 |  | Y | Y | Y | 0% | 100% | 0 | 359.73
MISC (Poly Valve 4 in) | Class 51 | #N/A | #N/A |  | Y | MISC | Poly Valve |  | 4 in | 1 |  |  | 1 | unit | 398 | $ / unit |  | 2023-12-12 | 398 | 398 |  | Y | Y | Y | 0% | 100% | 0 | 398
MISC (Punch T 2 in) | Class 51 | #N/A | #N/A |  |  | MISC | Punch T |  | 2 in |  |  |  | 0 | unit | 136.1 | $ / unit |  | 2022-05-02 | 0 | 0 |  | Y | Y | Y | 0% | 100% | 0 | 0
MISC (Riser Valve 2 in) | Class 51 | #N/A | #N/A |  |  | MISC | Riser Valve |  | 2 in |  |  |  | 0 | unit | 105.8 | $ / unit |  | 2022-05-02 | 0 | 0 |  | Y | Y | Y | 0% | 100% | 0 | 0
MISC (Excess flow valve 2600 2 in) | Class 51 | #N/A | #N/A |  |  | MISC | Excess flow valve 2600 |  | 2 in |  |  |  | 0 | unit | 108.4 | $ / unit |  | 2022-05-02 | 0 | 0 |  |  | Y | Y | 0% | 100% | 0 | 0
MISC (Excess flow valve 5500 2 in) | Class 51 | #N/A | #N/A |  |  | MISC | Excess flow valve 5500 |  | 2 in |  |  |  | 0 | unit | 355.7 | $ / unit |  | 2022-05-02 | 0 | 0 |  |  | Y | Y | 0% | 100% | 0 | 0
MISC (Excess flow valve 10000 2 in) | Class 51 | #N/A | #N/A |  |  | MISC | Excess flow valve 10000 |  | 2 in |  |  |  | 0 | unit | 866.8 | $ / unit |  | 2022-05-02 | 0 | 0 |  |  | Y | Y | 0% | 100% | 0 | 0
MISC (Wall Bracket 2 in) | Class 51 | #N/A | #N/A |  |  | MISC | Wall Bracket |  | 2 in |  |  |  | 0 | unit | 13.2 | $ / unit |  | 2022-05-02 | 0 | 0 |  | Y | Y | Y | 0% | 100% | 0 | 0
MISC (PE Couplings 2 in) | Class 51 | #N/A | #N/A |  |  | MISC | PE Couplings |  | 2 in |  |  |  | 0 | unit | 13.1 | $ / unit | 3 per install | 2022-05-02 | 0 | 0 |  | Y | Y | Y | 0% | 100% | 0 | 0
MISC (Meter Bar c/w B42 Regulator ?) | Class 51 | #N/A | #N/A |  |  | MISC | Meter Bar c/w B42 Regulator |  | ? |  |  |  | 0 | unit | 186.6 | $ / unit |  | 2023-01-25 | 0 | 0 |  | Y | Y | Y | 0% | 100% | 0 | 0
MISC (Meter Bar (Commercial) ?) | Class 51 | #N/A | #N/A |  |  | MISC | Meter Bar (Commercial) |  | ? |  |  |  | 0 | unit | 195.07 | $ / unit |  | 2023-01-25 | 0 | 0 |  | Y | Y | Y | 0% | 100% | 0 | 0
MISC (Punch T 1.25 in) | Class 51 | #N/A | #N/A |  |  | MISC | Punch T |  | 1.25 in |  |  |  | 0 | unit | 39.99 | $ / unit |  | 2023-01-06 | 0 | 0 |  | Y | Y | Y | 0% | 100% | 0 | 0
MISC (Riser Valve 1.25 in) | Class 51 | #N/A | #N/A |  |  | MISC | Riser Valve |  | 1.25 in |  |  |  | 0 | unit | 84.89 | $ / unit |  | 2023-01-06 | 0 | 0 |  | Y | Y | Y | 0% | 100% | 0 | 0
MISC (Excess flow valve 1.25 in) | Class 51 | #N/A | #N/A |  |  | MISC | Excess flow valve |  | 1.25 in |  |  |  | 0 | unit | 46 | $ / unit |  | 2023-01-06 | 0 | 0 |  | Y |  |  | 0% | 100% | 0 | 0
MISC (Wall Bracket 1.25 in) | Class 51 | #N/A | #N/A |  |  | MISC | Wall Bracket |  | 1.25 in |  |  |  | 0 | unit | 10.83 | $ / unit |  | 2023-01-06 | 0 | 0 |  | Y | Y | Y | 0% | 100% | 0 | 0
MISC (PE Couplings 1.25 in) | Class 51 | #N/A | #N/A |  |  | MISC | PE Couplings |  | 1.25 in |  |  |  | 0 | unit | 16.32 | $ / unit |  | 2023-01-06 | 0 | 0 |  | Y | Y | Y | 0% | 100% | 0 | 0
MISC (Meter Bar 1.25 in) | Class 51 | #N/A | #N/A |  |  | MISC | Meter Bar |  | 1.25 in |  |  |  | 0 | unit | 174.74 | $ / unit |  | 2022-01-25 | 0 | 0 |  | Y | Y | Y | 0% | 100% | 0 | 0
MISC (Punch T 0.5 in) | Class 51 | #N/A | #N/A |  |  | MISC | Punch T |  | 0.5 in |  |  |  | 0 | unit | 26.2 | $ / unit |  | 2022-05-02 | 0 | 0 |  | Y | Y | Y | 0% | 100% | 0 | 0
MISC (Riser Valve 0.5 in) | Class 51 | #N/A | #N/A |  |  | MISC | Riser Valve |  | 0.5 in |  |  |  | 0 | unit | 42.62 | $ / unit |  | 2022-05-02 | 0 | 0 |  | Y | Y | Y | 0% | 100% | 0 | 0
MISC (Excess flow valve 0.5 in) | Class 51 | #N/A | #N/A |  |  | MISC | Excess flow valve |  | 0.5 in |  |  |  | 0 | unit | 32.4 | $ / unit |  | 2022-06-03 | 0 | 0 |  | Y |  |  | 0% | 100% | 0 | 0
MISC (Wall Bracket 0.5 in) | Class 51 | #N/A | #N/A |  |  | MISC | Wall Bracket |  | 0.5 in |  |  |  | 0 | unit | 10.83 | $ / unit |  | 2022-05-02 | 0 | 0 |  | Y | Y | Y | 0% | 100% | 0 | 0
MISC (PE Couplings 0.5 in) | Class 51 | #N/A | #N/A |  |  | MISC | PE Couplings |  | 0.5 in |  |  |  | 0 | unit | 10.01 | $ / unit | 3 per install | 2022-05-02 | 0 | 0 |  | Y | Y | Y | 0% | 100% | 0 | 0
MISC (Meter Bar 0.5 in) | Class 51 | #N/A | #N/A |  |  | MISC | Meter Bar |  | 0.5 in |  |  |  | 0 | unit | 174.74 | $ / unit |  | 2022-01-25 | 0 | 0 | Regulator is included | Y | Y | Y | 0% | 100% | 0 | 0
EPCOR LABOUR (Gas Tech/S2 Management/GIS/EPCOR QA/QC ) | Class 51 | #N/A | #N/A |  | Y | EPCOR LABOUR | Gas Tech/S2 Management/GIS/EPCOR QA/QC |  |  | 1 |  |  | 154 | hr |  | $ / hr |  | 2023-10-27 | 15942 | 15942 |  | Y | Y | Y | 0% | 100% | 0 | 15942
EPCOR LABOUR (S2 Management ) | Class 51 | #N/A | #N/A |  |  | EPCOR LABOUR | S2 Management | [6 empty] | hr |  | $ / hr |  | 2023-10-27 | 0 | 0 |  |  |  |  | 100% | 0% | 0 | 0
EPCOR LABOUR (GIS ) | Class 51 | #N/A | #N/A |  |  | EPCOR LABOUR | GIS | [6 empty] | hr |  | $ / hr | Drawings | 2023-11-01 | 0 | 0 |  |  |  |  | 100% | 0% | 0 | 0
EPCOR LABOUR (EPCOR QA/QC (Keith, Aylmer only) ) | Class 51 | #N/A | #N/A |  |  | EPCOR LABOUR | EPCOR QA/QC (Keith, Aylmer only) | [6 empty] | hr |  | $ / hr | 5 weeks for installation | 2023-11-01 | 0 | 0 |  |  |  |  | 100% | 0% | 0 | 0
CONTRACTOR COST (TWD: QA/QC ) | Class 51 | #N/A | #N/A |  |  | CONTRACTOR COST | TWD: QA/QC | [5 empty] | 0 | install | 384 | $ / install | $40,000/month divided over 1250 cust | 2023-10-31 | 0 | 0 |  | Y | Y | Y | 50% | 50% | 0 | 0
Lakeside Meter Install COST (Meter Install ) | Class 51 | #N/A | #N/A |  |  | Lakeside Meter Install COST | Meter Install | [5 empty] | 0 | install | 150 | $ / install | Project only. No need for PI. Follow up with Mark E |  | 0 | 0 |  |  |  |  | 0% | 100% | 0 | 0
AECON Main Install COST (P.E. main install (SB) <2 in) | Class 51 | #N/A | #N/A |  |  | AECON Main Install COST | P.E. main install (SB) |  | <2 in | 0 |  |  | 0 | meter | 117.83 | $ / meter | Default: NEW BUILD non-winter rate, goes up 2024 | 2022-12-20 | 0 | 0 | All AECON cost will be the same until 2024 | Y |  |  | 100% | 0% | 0 | 0
AECON Main Install COST (P.E. main install (SB) 4 in) | Class 51 | #N/A | #N/A |  |  | AECON Main Install COST | P.E. main install (SB) |  | 4 in | 0 |  |  | 0 | meter | 267.72 | $ / meter | WINTER RATE | 2022-12-20 | 0 | 0 | All AECON cost will be the same until 2024 |  | Y | Y | 100% | 0% | 0 | 0
AECON Main Install COST (P.E. main install (SB) 6 in) | Class 51 | #N/A | #N/A |  | Y | AECON Main Install COST | P.E. main install (SB) |  | 6 in | 2025 |  |  | 2025 | meter | 387.49 | $ / meter | Default: Built Up non-winter rate, goes up 2024 | 2022-12-20 | 784667.25 | 784667.25 | All AECON cost will be the same until 2024 |  |  |  | 100% | 0% | 784667.25 | 0
AECON Main Install COST (Steel main install (SB) 6 in) | Class 51 | #N/A | #N/A |  |  | AECON Main Install COST | Steel main install (SB) |  | 6 in |  |  |  | 0 | meter | 522 | $ / meter | Default: Built Up non-winter rate, goes up 2024 | 2022-12-20 | 0 | 0 | All AECON cost will be the same until 2024 |  |  |  | 100% | 0% | 0 | 0
AECON Main Install COST (Steel main install (SB) 8 in) | Class 51 | #N/A | #N/A |  |  | AECON Main Install COST | Steel main install (SB) |  | 8 in |  |  |  | 0 | meter | 639.4 | $ / meter | Default: Built Up non-winter rate, goes up 2024 | 2022-12-20 | 0 | 0 | All AECON cost will be the same until 2024 |  |  |  | 100% | 0% | 0 | 0
AECON Service Install COST (Service Installation (TIME & MAT, AYLMER ONLY) ) | Class 51 | #N/A | #N/A |  |  | AECON Service Install COST | Service Installation (TIME & MAT, AYLMER ONLY) |  |  | 0 |  |  | 0 | install |  | $ / install | NOTE: consider all main price |  | 0 | 0 |  |  |  |  | 0% | 100% | 0 | 0
AECON Service Install COST (Service Installation (Res, P.E.) <1.25 in) | Class 51 | #N/A | #N/A |  |  | AECON Service Install COST | Service Installation (Res, P.E.) |  | <1.25 in |  |  |  | 0 | install | 2339.73 | $ / install | Default: Built Up non-winter rate, goes up 2024 | 2022-12-20 | 0 | 0 | All AECON cost will be the same until 2024 |  |  |  | 0% | 100% | 0 | 0
AECON Service Install COST (Service Installation (Res, P.E.) 2 in) | Class 51 | #N/A | #N/A |  |  | AECON Service Install COST | Service Installation (Res, P.E.) |  | 2 in |  |  |  | 0 | install | 2680.92 | $ / install | Default: Built Up non-winter rate, goes up 2024 | 2022-12-20 | 0 | 0 | All AECON cost will be the same until 2024 | Y |  |  | 0% | 100% | 0 | 0
AECON Service Install COST (Service Installation (Comm, P.E.) <2 in) | Class 51 | #N/A | #N/A |  |  | AECON Service Install COST | Service Installation (Comm, P.E.) |  | <2 in |  |  |  | 0 | install | 3245.13 | $ / install | Default: NEW BUILD non-winter rate, goes up 2024 | 2022-12-20 | 0 | 0 | All AECON cost will be the same until 2024 |  | Y | Y | 0% | 100% | 0 | 0
AECON Service Install COST (Service Installation (Comm, P.E.) 4 in) | Class 51 | #N/A | #N/A |  |  | AECON Service Install COST | Service Installation (Comm, P.E.) |  | 4 in |  |  |  | 0 | install | 5325.4 | $ / install | Default: Built Up non-winter rate, goes up 2024 | 2022-12-20 | 0 | 0 | All AECON cost will be the same until 2024 |  |  | Y | 0% | 100% | 0 | 0
AECON Service Additional COST (Service Installation (> first 30m) ) | Class 51 | #N/A | #N/A |  |  | AECON Service Additional COST | Service Installation (> first 30m) | [5 empty] | 0 | meter | 37.59 | $ / meter | Default: Built Up non-winter rate, goes up 2024 | 2022-12-20 | 0 | 0 | may not be required. |  |  |  | 0% | 100% | 0 | 0
AECON Overhead (AECON Overhead ) | Class 51 | #N/A | #N/A |  | Y | AECON Overhead | AECON Overhead |  |  | 1 |  |  | 1 | install | 867.1258 | $ / install | need to update to 2024 assumptions | 2023-10-31 | 867.1258 | 867.1258 |  | Y | Y | Y | 100% | 0% | 867.1258 | 0
AECON YARD COST (AECON Yard Cost ) | Class 51 | #N/A | #N/A |  |  | AECON YARD COST | AECON Yard Cost | [5 empty] | 0 | install | 112.8095 | $ / install | AECON YARD COST (assumes 1250 installs/yr) | 2023-10-26 | 0 | 0 |  | Y | Y | Y | 50% | 50% | 0 | 0
AECON Locate (Utility Locates ) | Class 51 | #N/A | #N/A |  |  | AECON Locate | Utility Locates |  |  | 0 |  |  | 0 | install | 560 | $ / install | AECON Locates | 2023-10-26 | 0 | 0 | not required for all connections | Y | Y | Y |  |  | 0 | 0
AECON Locate (Sewer Locates ) | Class 51 | #N/A | #N/A |  |  | AECON Locate | Sewer Locates |  |  | 0 |  |  | 0 | install | 439.24 | $ / install | Default: Built Up non-winter rate, goes up 2024 | 2022-12-20 | 0 | 0 | not required for all connections | Y | Y | Y |  |  | 0 | 0
AECON Other COST (Pipe Transport ) | Class 51 | #N/A | #N/A |  | Y | AECON Other COST | Pipe Transport |  |  | 1 |  |  | 1 | project | 25000 | $ / project | AECON Pre-ENG: diff per proj |  | 25000 | 25000 |  | Y | Y | Y |  |  | 0 | 0
ACTUAL COST ADJUSTMENT (ADJUSTMENT ) |  | #N/A | #N/A |  |  | ACTUAL COST ADJUSTMENT | ADJUSTMENT |  |  | 1 |  |  | 1 | project | -61572.6058 | $ / project |  |  | -61572.6058 | -61572.6058 | [6 empty] | 0 | 0
AECON Other COST (Clearbeach Option ) | Class 51 | #N/A | #N/A |  | Y | AECON Other COST | Clearbeach Option |  |  | 1 |  | 15% | 1 | project | 852890 | $ / project |  |  | 852890 | 980823.5 | [6 empty] | 0 | 0
AECON Other COST (Hot work contract ) | Class 51 | #N/A | #N/A |  |  | AECON Other COST | Hot work contract |  |  | 0 |  |  | 0 | project |  | $ / project | Hot work contract |  | 0 | 0 | [6 empty] | 0 | 0
INCREMENTAL O&M (Incremental ) |  | #N/A | #N/A |  | Y | INCREMENTAL O&M | Incremental | [6 empty] | Cx / Yr | 2000 | $ / Cx / Yr |  | 45237 |  |  | KEEP THESE AT 1 CX/YR.calc tab scales these | Y | Y | Y |  |  | 0 | 0
CAPITALIZED EQUIPMENT (Trucks ) | Class 51 | #N/A | #N/A |  |  | CAPITALIZED EQUIPMENT | Trucks | [6 empty] | hr |  | $ / hr | [10 empty] | 0 | 0
CAPITALIZED EQUIPMENT (Generator ) | Class 51 | #N/A | #N/A |  |  | CAPITALIZED EQUIPMENT | Generator | [6 empty] | hr |  | $ / hr | [10 empty] | 0 | 0
CAPITALIZED EQUIPMENT (Trencher ) | Class 51 | #N/A | #N/A |  |  | CAPITALIZED EQUIPMENT | Trencher | [6 empty] | hr |  | $ / hr | [10 empty] | 0 | 0
CAPITALIZED EQUIPMENT (Compressor ) | Class 51 | #N/A | #N/A |  |  | CAPITALIZED EQUIPMENT | Compressor | [6 empty] | hr |  | $ / hr | [10 empty] | 0 | 0
CAPITALIZED EQUIPMENT (Kubota ) | Class 51 | #N/A | #N/A |  |  | CAPITALIZED EQUIPMENT | Kubota | [6 empty] | hr |  | $ / hr | [10 empty] | 0 | 0
CAPITALIZED EQUIPMENT (Plow ) | Class 51 | #N/A | #N/A |  |  | CAPITALIZED EQUIPMENT | Plow | [6 empty] | hr |  | $ / hr | [10 empty] | 0 | 0
CAPITALIZED DEPRECIATION (Trucks ) | Class 51 | #N/A | #N/A |  |  | CAPITALIZED DEPRECIATION | Trucks | [6 empty] | hr |  | $ / hr | [10 empty] | 0 | 0
CAPITALIZED DEPRECIATION (Generator ) | Class 51 | #N/A | #N/A |  |  | CAPITALIZED DEPRECIATION | Generator | [6 empty] | hr |  | $ / hr | [10 empty] | 0 | 0
CAPITALIZED DEPRECIATION (Trencher ) | Class 51 | #N/A | #N/A |  |  | CAPITALIZED DEPRECIATION | Trencher | [6 empty] | hr |  | $ / hr | [10 empty] | 0 | 0
CAPITALIZED DEPRECIATION (Compressor ) | Class 51 | #N/A | #N/A |  |  | CAPITALIZED DEPRECIATION | Compressor | [6 empty] | hr |  | $ / hr | [10 empty] | 0 | 0
CAPITALIZED DEPRECIATION (Kubota ) | Class 51 | #N/A | #N/A |  |  | CAPITALIZED DEPRECIATION | Kubota | [6 empty] | hr |  | $ / hr | [10 empty] | 0 | 0
CAPITALIZED DEPRECIATION (Plow ) | Class 51 | #N/A | #N/A |  |  | CAPITALIZED DEPRECIATION | Plow | [6 empty] | hr |  | $ / hr | [10 empty] | 0 | 0
Net Working Capital [NWC] (1 ) |  | #N/A | #N/A |  |  | Net Working Capital [NWC] | 1 | [6 empty] | ? |  | $ / ? | [10 empty] | 0 | 0
Net Working Capital [NWC] (2 ) |  | #N/A | #N/A |  |  | Net Working Capital [NWC] | 2 | [6 empty] | ? |  | $ / ? | [10 empty] | 0 | 0
Net Working Capital [NWC] (3 ) |  | #N/A | #N/A |  |  | Net Working Capital [NWC] | 3 | [6 empty] | ? |  | $ / ? | [10 empty] | 0 | 0
Net Working Capital [NWC] (4 ) |  | #N/A | #N/A |  |  | Net Working Capital [NWC] | 4 | [6 empty] | ? |  | $ / ? | [10 empty] | 0 | 0
Net Working Capital [NWC] (5 ) |  | #N/A | #N/A |  |  | Net Working Capital [NWC] | 5 | [6 empty] | ? |  | $ / ? | [10 empty] | 0 | 0
[15 empty] | 1.0001 | PI
Note on K20: Author: calculated field
Note on K76: Poon, Kenneth: Calculated
Note on K77: Poon, Kenneth: Calculated
Note on K78: Poon, Kenneth: Calculated
Note on P13: Author: waiting for updated cost
Note on P16: Author: waiting on updated cost
Note on P19: Author: waiting on updated cost
Note on P24: Author: waiting on new cost
Note on P25: Author: waiting on new cost

## CUST_SUMMARY_SB (hidden)
| Cash Amount | Present Value | Comment
Distribution Revenue | 0 | 0 | Customer revenue over 40-year horizon (20-year for commercial customers)
Income Taxes | 0 | 0
Total Revenue | 0 | 0
Total Capital Cost | 1871769.04 | 1871769.04 | Upfront capital cost required to build the infrastructure
CCA Tax Shield on Capital | -512335.5361 | -278152.6719 | The level of Capital Cost Allowance (CCA) for the calculation of Income Taxes (variance between depreciation amounts and CCA)
Total Expenditure | 1359433.5039 | 1593616.3681
Net result (Cash Amount) | -1359433.5039
Net Result (Present Value) |  | -1593616.3681 | Contribution required from customer represents a shortfall of revenue to cover capital costs over the 40 year horizon (Present value of Total Expenditure minus Total Revenue).
Capital Cost Breakdown
Mainline Installation Cost |  | 1807299.8758 | Includes engineering costs, cost of utility locates, installation costs of mainline and service line
Material Cost |  | 116041.77 | Includes cost of pipe, meters, fittings, etc
Total Capital Costs |  | 1923341.6458 | CHECK
What is an Economic Evaluation? What parameters are used in the Economic Evaluation Model (a) A maximum customer Connection Horizon of ten (10) years, calculated from the energization date of the facilities (b) A maximum customer revenue horizon of forty (40) years, calculated from the in service date of the new customers (c) A discount rate equal to the incremental after-tax cost of capital, based on the prospective capital mix,debt and preference share cost rates, and the latest approved rate of return on common equity (d) Discounting to reflect the true timing of expenditures. Up-front capital expenditures will be discounted at the beginning of the project year and capital expended throughout the year will be midyear discounted. The same approach to discounting will be used for revenues and operating and maintenance expenditures An amount due from the customer represents a shortfall of revenue to cover capital costs over the 40 year horizon.
Note on C15: Poon, Kenneth: NEED TO FIX

## SB_CALC (hidden)
Year |  |  | Units | UNIT | RATE | NPV | 2024-01-01 | 2025-01-01 | 2026-01-01 | 2027-01-01 | 2028-01-01 | 2029-01-01 | 2030-01-01 | 2031-01-01 | 2032-01-01 | 2033-01-01 | 2034-01-01 | 2035-01-01 | 2036-01-01 | 2037-01-01 | 2038-01-01 | 2039-01-01 | 2040-01-01 | 2041-01-01 | 2042-01-01 | 2043-01-01 | 2044-01-01 | 2045-01-01 | 2046-01-01 | 2047-01-01 | 2048-01-01 | 2049-01-01 | 2050-01-01 | 2051-01-01 | 2052-01-01 | 2053-01-01 | 2054-01-01 | 2055-01-01 | 2056-01-01 | 2057-01-01 | 2058-01-01 | 2059-01-01 | 2060-01-01 | 2061-01-01 | 2062-01-01 | 2063-01-01
Project Year | [6 empty] | 1 | 2 | 3 | 4 | 5 | 6 | 7 | 8 | 9 | 10 | 11 | 12 | 13 | 14 | 15 | 16 | 17 | 18 | 19 | 20 | 21 | 22 | 23 | 24 | 25 | 26 | 27 | 28 | 29 | 30 | 31 | 32 | 33 | 34 | 35 | 36 | 37 | 38 | 39 | 40
ANNUAL INFLATOR |  |  |  |  | 0% | bar: 2024-01-01 to 2063-01-01
PV Factor (mid-year discounting) |  |  |  |  | 5.463% |  | 1 | 0.9482 | 0.89908 | 0.85251 | 0.80834 | 0.76647 | 0.72677 | 0.68912 | 0.65342 | 0.61957 | 0.58748 | 0.55704 | 0.52819 | 0.50083 | 0.47488 | 0.45028 | 0.42696 | 0.40484 | 0.38387 | 0.36398 | 0.34513 | 0.32725 | 0.3103 | 0.29422 | 0.27898 | 0.26453 | 0.25083 | 0.23783 | 0.22551 | 0.21383 | 0.20276 | 0.19225 | 0.18229 | 0.17285 | 0.1639 | 0.15541 | 0.14736 | 0.13972 | 0.13248 | 0.12562
Connection Count (mid-year) |  | Rate 1 | Cx |  |  |  | 0 | 0 | 0 | 0 | 0 | 0 | 0 | 0 | 0 | 0 | 0 | 0 | 0 | 0 | 0 | 0 | 0 | 0 | 0 | 0 | 0 | 0 | 0 | 0 | 0 | 0 | 0 | 0 | 0 | 0 | 0 | 0 | 0 | 0 | 0 | 0 | 0 | 0 | 0 | 0
|  | Rate 6 | Cx |  |  |  | 0 | 0 | 0 | 0 | 0 | 0 | 0 | 0 | 0 | 0 | 0 | 0 | 0 | 0 | 0 | 0 | 0 | 0 | 0 | 0 | 0 | 0 | 0 | 0 | 0 | 0 | 0 | 0 | 0 | 0 | 0 | 0 | 0 | 0 | 0 | 0 | 0 | 0 | 0 | 0
|  | Rate 11 | Cx |  |  |  | 0 | 0 | 0 | 0 | 0 | 0 | 0 | 0 | 0 | 0 | 0 | 0 | 0 | 0 | 0 | 0 | 0 | 0 | 0 | 0 | 0 | 0 | 0 | 0 | 0 | 0 | 0 | 0 | 0 | 0 | 0 | 0 | 0 | 0 | 0 | 0 | 0 | 0 | 0 | 0
|  | Rate 16 | Cx |  |  |  | 0 | 0 | 0 | 0 | 0 | 0 | 0 | 0 | 0 | 0 | 0 | 0 | 0 | 0 | 0 | 0 | 0 | 0 | 0 | 0 | 0 | 0 | 0 | 0 | 0 | 0 | 0 | 0 | 0 | 0 | 0 | 0 | 0 | 0 | 0 | 0 | 0 | 0 | 0 | 0
Net Op Cash Flow |  | Revenue | $ |  |  |  | 0 | 0 | 0 | 0 | 0 | 0 | 0 | 0 | 0 | 0 | 0 | 0 | 0 | 0 | 0 | 0 | 0 | 0 | 0 | 0 | 0 | 0 | 0 | 0 | 0 | 0 | 0 | 0 | 0 | 0 | 0 | 0 | 0 | 0 | 0 | 0 | 0 | 0 | 0 | 0
|  | O&M | $ |  |  |  | 0 | 0 | 0 | 0 | 0 | 0 | 0 | 0 | 0 | 0 | 0 | 0 | 0 | 0 | 0 | 0 | 0 | 0 | 0 | 0 | 0 | 0 | 0 | 0 | 0 | 0 | 0 | 0 | 0 | 0 | 0 | 0 | 0 | 0 | 0 | 0 | 0 | 0 | 0 | 0
|  | Net Working Captial | $
|  | Subtotal | $ |  |  |  | 0 | 0 | 0 | 0 | 0 | 0 | 0 | 0 | 0 | 0 | 0 | 0 | 0 | 0 | 0 | 0 | 0 | 0 | 0 | 0 | 0 | 0 | 0 | 0 | 0 | 0 | 0 | 0 | 0 | 0 | 0 | 0 | 0 | 0 | 0 | 0 | 0 | 0 | 0 | 0
| PV |  | $ |  |  | 0 | 0 | 0 | 0 | 0 | 0 | 0 | 0 | 0 | 0 | 0 | 0 | 0 | 0 | 0 | 0 | 0 | 0 | 0 | 0 | 0 | 0 | 0 | 0 | 0 | 0 | 0 | 0 | 0 | 0 | 0 | 0 | 0 | 0 | 0 | 0 | 0 | 0 | 0 | 0 | 0
Taxes |  | Municipal Taxes | $ |  |  |  | 0 | 0 | 0 | 0 | 0 | 0 | 0 | 0 | 0 | 0 | 0 | 0 | 0 | 0 | 0 | 0 | 0 | 0 | 0 | 0 | 0 | 0 | 0 | 0 | 0 | 0 | 0 | 0 | 0 | 0 | 0 | 0 | 0 | 0 | 0 | 0 | 0 | 0 | 0 | 0
|  | Income Taxes | $ |  |  |  | 0 | 0 | 0 | 0 | 0 | 0 | 0 | 0 | 0 | 0 | 0 | 0 | 0 | 0 | 0 | 0 | 0 | 0 | 0 | 0 | 0 | 0 | 0 | 0 | 0 | 0 | 0 | 0 | 0 | 0 | 0 | 0 | 0 | 0 | 0 | 0 | 0 | 0 | 0 | 0
|  | Subtotal | $ |  |  |  | 0 | 0 | 0 | 0 | 0 | 0 | 0 | 0 | 0 | 0 | 0 | 0 | 0 | 0 | 0 | 0 | 0 | 0 | 0 | 0 | 0 | 0 | 0 | 0 | 0 | 0 | 0 | 0 | 0 | 0 | 0 | 0 | 0 | 0 | 0 | 0 | 0 | 0 | 0 | 0
| PV |  | $ |  |  | 0 | 0 | 0 | 0 | 0 | 0 | 0 | 0 | 0 | 0 | 0 | 0 | 0 | 0 | 0 | 0 | 0 | 0 | 0 | 0 | 0 | 0 | 0 | 0 | 0 | 0 | 0 | 0 | 0 | 0 | 0 | 0 | 0 | 0 | 0 | 0 | 0 | 0 | 0 | 0 | 0
CCA Tax Shield |  | Class 51 |  |  | 6% |  | 1933341.6458 | 1875341.3964 | 1762820.9127 | 1657051.6579 | 1557628.5584 | 1464170.8449 | 1376320.5942 | 1293741.3586 | 1216116.8771 | 1143149.8644 | 1074560.8726 | 1010087.2202 | 949481.987 | 892513.0678 | 838962.2837 | 788624.5467 | 741307.0739 | 696828.6495 | 655018.9305 | 615717.7947 | 578774.727 | 544048.2434 | 511405.3488 | 480721.0278 | 451877.7662 | 424765.1002 | 399279.1942 | 375322.4425 | 352803.096 | 331634.9102 | 311736.8156 | 293032.6067 | 275450.6503 | 258923.6113 | 243388.1946 | 228784.9029 | 215057.8087 | 202154.3402 | 190025.0798 | 178623.575
|  | Class 1 |  |  | 4% |  | 0 | 0 | 0 | 0 | 0 | 0 | 0 | 0 | 0 | 0 | 0 | 0 | 0 | 0 | 0 | 0 | 0 | 0 | 0 | 0 | 0 | 0 | 0 | 0 | 0 | 0 | 0 | 0 | 0 | 0 | 0 | 0 | 0 | 0 | 0 | 0 | 0 | 0 | 0 | 0
|  | Class 8 |  |  | 20% |  | 0 | 0 | 0 | 0 | 0 | 0 | 0 | 0 | 0 | 0 | 0 | 0 | 0 | 0 | 0 | 0 | 0 | 0 | 0 | 0 | 0 | 0 | 0 | 0 | 0 | 0 | 0 | 0 | 0 | 0 | 0 | 0 | 0 | 0 | 0 | 0 | 0 | 0 | 0 | 0
|  | CCA Tax Shield |  |  |  | 512335.5361 | 15370.0661 | 29817.9282 | 28028.8525 | 26347.1214 | 24766.2941 | 23280.3164 | 21883.4974 | 20570.4876 | 19336.2583 | 18176.0828 | 17085.5179 | 16060.3868 | 15096.7636 | 14190.9578 | 13339.5003 | 12539.1303 | 11786.7825 | 11079.5755 | 10414.801 | 9789.9129 | 9202.5182 | 8650.3671 | 8131.345 | 7643.4643 | 7184.8565 | 6753.7651 | 6348.5392 | 5967.6268 | 5609.5692 | 5272.9951 | 4956.6154 | 4659.2184 | 4379.6653 | 4116.8854 | 3869.8723 | 3637.68 | 3419.4192 | 3214.254 | 3021.3988 | 47335.2474
| PV | [5 empty] | 15370.0661 | 28273.3012 | 25200.1676 | 22461.0646 | 20019.6853 | 17843.6689 | 15904.172 | 14175.4865 | 12634.6985 | 11261.3846 | 10037.3415 | 8946.3443 | 7973.9318 | 7107.2146 | 6334.7041 | 5646.1608 | 5032.4579 | 4485.4608 | 3997.9188 | 3563.3697 | 3176.0534 | 2830.8359 | 2523.1415 | 2248.8916 | 2004.4509 | 1786.5794 | 1592.3893 | 1419.3064 | 1265.0365 | 1127.5348 | 1004.9787 | 895.7438 | 798.3819 | 711.6027 | 634.2559 | 565.3162 | 503.8698 | 449.1023 | 400.2876 | 5946.3136
Capital |  | Cap Ex | $ |  |  |  | 2024-01-01: -1871769.04
|  | Customer Contributions | $ |  |  |  | 2024-01-01: 0
|  | Subtotal | $ |  |  |  | 2024-01-01: -1871769.04
| PV |  | $ |  |  | -1871769.04 | 2024-01-01: -1871769.04
|  | PV of Net Op Cash Flow |  |  |  |  | 0 | 0 | 0 | 0 | 0 | 0 | 0 | 0 | 0 | 0 | 0 | 0 | 0 | 0 | 0 | 0 | 0 | 0 | 0 | 0 | 0 | 0 | 0 | 0 | 0 | 0 | 0 | 0 | 0 | 0 | 0 | 0 | 0 | 0 | 0 | 0 | 0 | 0 | 0 | 0
|  | PV of Taxes |  |  |  |  | 0 | 0 | 0 | 0 | 0 | 0 | 0 | 0 | 0 | 0 | 0 | 0 | 0 | 0 | 0 | 0 | 0 | 0 | 0 | 0 | 0 | 0 | 0 | 0 | 0 | 0 | 0 | 0 | 0 | 0 | 0 | 0 | 0 | 0 | 0 | 0 | 0 | 0 | 0 | 0
|  | PV of CCA Tax Shield |  |  |  |  | 15370.0661 | 28273.3012 | 25200.1676 | 22461.0646 | 20019.6853 | 17843.6689 | 15904.172 | 14175.4865 | 12634.6985 | 11261.3846 | 10037.3415 | 8946.3443 | 7973.9318 | 7107.2146 | 6334.7041 | 5646.1608 | 5032.4579 | 4485.4608 | 3997.9188 | 3563.3697 | 3176.0534 | 2830.8359 | 2523.1415 | 2248.8916 | 2004.4509 | 1786.5794 | 1592.3893 | 1419.3064 | 1265.0365 | 1127.5348 | 1004.9787 | 895.7438 | 798.3819 | 711.6027 | 634.2559 | 565.3162 | 503.8698 | 449.1023 | 400.2876 | 5946.3136
|  | PV of Capital |  |  |  |  | -1871769.04 | 0 | 0 | 0 | 0 | 0 | 0 | 0 | 0 | 0 | 0 | 0 | 0 | 0 | 0 | 0 | 0 | 0 | 0 | 0 | 0 | 0 | 0 | 0 | 0 | 0 | 0 | 0 | 0 | 0 | 0 | 0 | 0 | 0 | 0 | 0 | 0 | 0 | 0 | 0
|  | Cumulative PV of Net Op Cash Flow, Taxes, CCA Tax Shield |  |  |  |  | 15370.0661 | 43643.3673 | 68843.5349 | 91304.5995 | 111324.2848 | 129167.9537 | 145072.1257 | 159247.6123 | 171882.3107 | 183143.6954 | 193181.0368 | 202127.3812 | 210101.313 | 217208.5275 | 223543.2317 | 229189.3925 | 234221.8504 | 238707.3112 | 242705.23 | 246268.5997 | 249444.6531 | 252275.489 | 254798.6305 | 257047.522 | 259051.973 | 260838.5524 | 262430.9417 | 263850.248 | 265115.2845 | 266242.8194 | 267247.7981 | 268143.5419 | 268941.9238 | 269653.5265 | 270287.7824 | 270853.0986 | 271356.9684 | 271806.0707 | 272206.3583 | 278152.6719
|  | Cumulative PV of Capital |  |  |  |  | -1871769.04 | -1871769.04 | -1871769.04 | -1871769.04 | -1871769.04 | -1871769.04 | -1871769.04 | -1871769.04 | -1871769.04 | -1871769.04 | -1871769.04 | -1871769.04 | -1871769.04 | -1871769.04 | -1871769.04 | -1871769.04 | -1871769.04 | -1871769.04 | -1871769.04 | -1871769.04 | -1871769.04 | -1871769.04 | -1871769.04 | -1871769.04 | -1871769.04 | -1871769.04 | -1871769.04 | -1871769.04 | -1871769.04 | -1871769.04 | -1871769.04 | -1871769.04 | -1871769.04 | -1871769.04 | -1871769.04 | -1871769.04 | -1871769.04 | -1871769.04 | -1871769.04 | -1871769.04
|  | PI in Year 40 |  |  |  | 0.1486 | 0.0082115 | 0.023317 | 0.03678 | 0.04878 | 0.059475 | 0.069008 | 0.077505 | 0.085079 | 0.091829 | 0.097845 | 0.10321 | 0.10799 | 0.11225 | 0.11604 | 0.11943 | 0.12245 | 0.12513 | 0.12753 | 0.12967 | 0.13157 | 0.13327 | 0.13478 | 0.13613 | 0.13733 | 0.1384 | 0.13935 | 0.1402 | 0.14096 | 0.14164 | 0.14224 | 0.14278 | 0.14326 | 0.14368 | 0.14406 | 0.1444 | 0.1447 | 0.14497 | 0.14521 | 0.14543 | 0.1486
|  | Customer Contribution Required |  |  |  | 1593616.3681
|  | Cust # |  |  |  | 0
|  | per customer |  |  |  | #DIV/0!
Note on C23: Poon, Kenneth: (before CCA and Interest Tax Shields)
Note on K17: Poon, Kenneth: assume O&M at half rate beginning of the year
Note on K27: Poon, Kenneth: formula is different

## SB_RATES-Distrib (hidden)
Effective Date | Filing # | Rate | Fixed Delivery | Variable Delivery - Consumption Tier 1 | Variable Delivery - Consumption Tier 2 | Variable Delivery - Consumption Tier 3 | Variable Delivery - CD | Upstream Charges - Recovery | Upstream Charges - Recovery per CD | Upstream Charges - Tport Storage | Upstream Charges - Tport Storage per CD | Rate Rider for Delay in Rev Recovery | Carbon | Delivery Tier 1 (m3) | Delivery Tier 2 (m3) | Gas Supply Charge
2023-01-01 | EB-2022-0184 | Rate 1 | 27.81 | 28.72 | 28.1542 | 27.3226 |  | 1.474 |  | 2.6982 |  | 1.633 | 7.83 | 100 | 400 | 14.9747
2023-01-01 | EB-2022-0184 | Rate 6 | 110.33 | 26.4949 | 23.8455 | 22.653 |  | 2.92 |  | 5.6413 |  | 0.909 | 7.83 | 1000 | 6000 | 14.9747
2022-01-01 | EB-2020-0233 | Rate 11 | 215.31 | 16.1303 |  |  |  | 0.0352 |  | 1.8166 |  | 0.5524 | 7.83 |  |  | 14.9747
2022-01-01 | EB-2020-0233 | Rate 16 | 1576.78 |  |  |  | 107.4831 |  | 14.2434 |  | 18.2999 | 0.0601
ANNUAL RATE INFLATOR | 0%

## SB_HORIZON - Rev (hidden)
|  |  |  | Consumption (m3) or CD (m3/day) | [7 empty] | Rates Effective Jan, 01, 2023 ($ per m3) |  |  |  |  | Annual Rate Inflator (%) | [9 empty] | END OF ATTACHMENT HORIZON
Rate | Years of REV | Type | REF | CD | Annual Total | H1 Tier 1 | H1 Tier 2 | H1 Tier 3 | H2 Tier 1 | H2 Tier 2 | H2 Tier 3 | per CD | Monthly Fixed | Tier 1 | Tier 2 | Tier 3 |  | 2024-01-01 | 2025-01-01 | 2026-01-01 | 2027-01-01 | 2028-01-01 | 2029-01-01 | 2030-01-01 | 2031-01-01 | 2032-01-01 | 2033-01-01 | 2034-01-01 | 2035-01-01 | 2036-01-01 | 2037-01-01 | 2038-01-01 | 2039-01-01 | 2040-01-01 | 2041-01-01 | 2042-01-01 | 2043-01-01 | 2044-01-01 | 2045-01-01 | 2046-01-01 | 2047-01-01 | 2048-01-01 | 2049-01-01 | 2050-01-01 | 2051-01-01 | 2052-01-01 | 2053-01-01 | 2054-01-01 | 2055-01-01 | 2056-01-01 | 2057-01-01 | 2058-01-01 | 2059-01-01 | 2060-01-01 | 2061-01-01 | 2062-01-01 | 2063-01-01
Rate 1 | 40 | Existing Residential | Rate 1: Existing Residential | 0 | 1453 | 517.6144 | 472.1965 | 0 | 363.8672 | 99.322 | 0 | 0 | 27.81 | 0.2872 | 0.28154 | 0.27323 | 0% | 0 | 0 | 0 | 0 | 0 | 0 | 0 | 0 | 0 | 0 | 0 | 0 | 0 | 0 | 0 | 0 | 0 | 0 | 0 | 0 | 0 | 0 | 0 | 0 | 0 | 0 | 0 | 0 | 0 | 0 | 0 | 0 | 0 | 0 | 0 | 0 | 0 | 0 | 0 | 0
Rate 1 | 40 | New Residential | Rate 1: New Residential | 0 | 2099 | 561.0896 | 868.7885 | 0 | 435.5425 | 233.5794 | 0 | 0 | 27.81 | 0.2872 | 0.28154 | 0.27323 | 0% | 0 | 0 | 0 | 0 | 0 | 0 | 0 | 0 | 0 | 0 | 0 | 0 | 0 | 0 | 0 | 0 | 0 | 0 | 0 | 0 | 0 | 0 | 0 | 0 | 0 | 0 | 0 | 0 | 0 | 0 | 0 | 0 | 0 | 0 | 0 | 0 | 0 | 0 | 0 | 0
Rate 1 | 20 | Small Commercial | Rate 1: Small Commercial | 0 | 4693 | 600 | 1706.7094 | 890.2501 | 598.171 | 768.2947 | 129.5748 | 0 | 27.81 | 0.2872 | 0.28154 | 0.27323 | 0% | 2024-01-01: 0; 2025-01-01: 0; 2026-01-01: 0; 2027-01-01: 0; 2028-01-01: 0; 2029-01-01: 0; 2030-01-01: 0; 2031-01-01: 0; 2032-01-01: 0; 2033-01-01: 0; 2034-01-01: 0; 2035-01-01: 0; 2036-01-01: 0; 2037-01-01: 0; 2038-01-01: 0; 2039-01-01: 0; 2040-01-01: 0; 2041-01-01: 0; 2042-01-01: 0; 2043-01-01: 0
Rate 1 | 20 | Small Agricultural | Rate 1: Small Agricultural | 0 | 4720 | 600 | 1711.3506 | 904.0018 | 598.7358 | 772.7149 | 133.1969 | 0 | 27.81 | 0.2872 | 0.28154 | 0.27323 | 0% | 2024-01-01: 0; 2025-01-01: 0; 2026-01-01: 0; 2027-01-01: 0; 2028-01-01: 0; 2029-01-01: 0; 2030-01-01: 0; 2031-01-01: 0; 2032-01-01: 0; 2033-01-01: 0; 2034-01-01: 0; 2035-01-01: 0; 2036-01-01: 0; 2037-01-01: 0; 2038-01-01: 0; 2039-01-01: 0; 2040-01-01: 0; 2041-01-01: 0; 2042-01-01: 0; 2043-01-01: 0
Rate 6 | 20 | Medium Commercial | Rate 6: Medium Commercial | 0 | 26933 | 5254.5535 | 11685.6702 | 0 | 4576.9899 | 5415.7864 | 0 | 0 | 110.33 | 0.26495 | 0.23846 | 0.22653 | 0% | 2024-01-01: 0; 2025-01-01: 0; 2026-01-01: 0; 2027-01-01: 0; 2028-01-01: 0; 2029-01-01: 0; 2030-01-01: 0; 2031-01-01: 0; 2032-01-01: 0; 2033-01-01: 0; 2034-01-01: 0; 2035-01-01: 0; 2036-01-01: 0; 2037-01-01: 0; 2038-01-01: 0; 2039-01-01: 0; 2040-01-01: 0; 2041-01-01: 0; 2042-01-01: 0; 2043-01-01: 0
Rate 6 | 20 | Large Commercial | Rate 6: Large Commercial | 0 | 75685 | 5715.3262 | 24810.725 | 17078.0342 | 6000 | 15981.9934 | 6098.9212 | 0 | 110.33 | 0.26495 | 0.23846 | 0.22653 | 0% | 2024-01-01: 0; 2025-01-01: 0; 2026-01-01: 0; 2027-01-01: 0; 2028-01-01: 0; 2029-01-01: 0; 2030-01-01: 0; 2031-01-01: 0; 2032-01-01: 0; 2033-01-01: 0; 2034-01-01: 0; 2035-01-01: 0; 2036-01-01: 0; 2037-01-01: 0; 2038-01-01: 0; 2039-01-01: 0; 2040-01-01: 0; 2041-01-01: 0; 2042-01-01: 0; 2043-01-01: 0
Rate 1 | 40 | CUSTOM 1 | Rate 1: CUSTOM 1 | 0 | 0 | 0 | 0 | 0 | 0 | 0 | 0 | 0 | 27.81 | 0.2872 | 0.28154 | 0.27323 | 0% | 0 | 0 | 0 | 0 | 0 | 0 | 0 | 0 | 0 | 0 | 0 | 0 | 0 | 0 | 0 | 0 | 0 | 0 | 0 | 0 | 0 | 0 | 0 | 0 | 0 | 0 | 0 | 0 | 0 | 0 | 0 | 0 | 0 | 0 | 0 | 0 | 0 | 0 | 0 | 0
Rate 1 | 20 | CUSTOM 2 | Rate 1: CUSTOM 2 | 0 | 0 | 0 | 0 | 0 | 0 | 0 | 0 | 0 | 27.81 | 0.2872 | 0.28154 | 0.27323 | 0% | 2024-01-01: 0; 2025-01-01: 0; 2026-01-01: 0; 2027-01-01: 0; 2028-01-01: 0; 2029-01-01: 0; 2030-01-01: 0; 2031-01-01: 0; 2032-01-01: 0; 2033-01-01: 0; 2034-01-01: 0; 2035-01-01: 0; 2036-01-01: 0; 2037-01-01: 0; 2038-01-01: 0; 2039-01-01: 0; 2040-01-01: 0; 2041-01-01: 0; 2042-01-01: 0; 2043-01-01: 0
Rate 1 | 20 | CUSTOM 3 | Rate 1: CUSTOM 3 | 0 | 0 | 0 | 0 | 0 | 0 | 0 | 0 | 0 | 27.81 | 0.2872 | 0.28154 | 0.27323 | 0% | 2024-01-01: 0; 2025-01-01: 0; 2026-01-01: 0; 2027-01-01: 0; 2028-01-01: 0; 2029-01-01: 0; 2030-01-01: 0; 2031-01-01: 0; 2032-01-01: 0; 2033-01-01: 0; 2034-01-01: 0; 2035-01-01: 0; 2036-01-01: 0; 2037-01-01: 0; 2038-01-01: 0; 2039-01-01: 0; 2040-01-01: 0; 2041-01-01: 0; 2042-01-01: 0; 2043-01-01: 0
Rate 6 | 20 | CUSTOM 1 | Rate 6: CUSTOM 1 | 0 | 0 | 0 | 0 | 0 | 0 | 0 | 0 | 0 | 110.33 | 0.26495 | 0.23846 | 0.22653 | 0% | 2024-01-01: 0; 2025-01-01: 0; 2026-01-01: 0; 2027-01-01: 0; 2028-01-01: 0; 2029-01-01: 0; 2030-01-01: 0; 2031-01-01: 0; 2032-01-01: 0; 2033-01-01: 0; 2034-01-01: 0; 2035-01-01: 0; 2036-01-01: 0; 2037-01-01: 0; 2038-01-01: 0; 2039-01-01: 0; 2040-01-01: 0; 2041-01-01: 0; 2042-01-01: 0; 2043-01-01: 0
Rate 6 | 20 | CUSTOM 2 | Rate 6: CUSTOM 2 | 0 | 0 | 0 | 0 | 0 | 0 | 0 | 0 | 0 | 110.33 | 0.26495 | 0.23846 | 0.22653 | 0% | 2024-01-01: 0; 2025-01-01: 0; 2026-01-01: 0; 2027-01-01: 0; 2028-01-01: 0; 2029-01-01: 0; 2030-01-01: 0; 2031-01-01: 0; 2032-01-01: 0; 2033-01-01: 0; 2034-01-01: 0; 2035-01-01: 0; 2036-01-01: 0; 2037-01-01: 0; 2038-01-01: 0; 2039-01-01: 0; 2040-01-01: 0; 2041-01-01: 0; 2042-01-01: 0; 2043-01-01: 0
Rate 6 | 20 | CUSTOM 3 | Rate 6: CUSTOM 3 | 0 | 0 | 0 | 0 | 0 | 0 | 0 | 0 | 0 | 110.33 | 0.26495 | 0.23846 | 0.22653 | 0% | 2024-01-01: 0; 2025-01-01: 0; 2026-01-01: 0; 2027-01-01: 0; 2028-01-01: 0; 2029-01-01: 0; 2030-01-01: 0; 2031-01-01: 0; 2032-01-01: 0; 2033-01-01: 0; 2034-01-01: 0; 2035-01-01: 0; 2036-01-01: 0; 2037-01-01: 0; 2038-01-01: 0; 2039-01-01: 0; 2040-01-01: 0; 2041-01-01: 0; 2042-01-01: 0; 2043-01-01: 0
Rate 11 | 20 | CUSTOM 1 | Rate 11: CUSTOM 1 | 0 | 0 | 0 | 0 | 0 | 0 | 0 | 0 | 0 | 215.31 | 0.1613 | 0 | 0 | 0% | 2024-01-01: 0; 2025-01-01: 0; 2026-01-01: 0; 2027-01-01: 0; 2028-01-01: 0; 2029-01-01: 0; 2030-01-01: 0; 2031-01-01: 0; 2032-01-01: 0; 2033-01-01: 0; 2034-01-01: 0; 2035-01-01: 0; 2036-01-01: 0; 2037-01-01: 0; 2038-01-01: 0; 2039-01-01: 0; 2040-01-01: 0; 2041-01-01: 0; 2042-01-01: 0; 2043-01-01: 0
Rate 11 | 20 | CUSTOM 2 | Rate 11: CUSTOM 2 | 0 | 0 | 0 | 0 | 0 | 0 | 0 | 0 | 0 | 215.31 | 0.1613 | 0 | 0 | 0% | 2024-01-01: 0; 2025-01-01: 0; 2026-01-01: 0; 2027-01-01: 0; 2028-01-01: 0; 2029-01-01: 0; 2030-01-01: 0; 2031-01-01: 0; 2032-01-01: 0; 2033-01-01: 0; 2034-01-01: 0; 2035-01-01: 0; 2036-01-01: 0; 2037-01-01: 0; 2038-01-01: 0; 2039-01-01: 0; 2040-01-01: 0; 2041-01-01: 0; 2042-01-01: 0; 2043-01-01: 0
Rate 11 | 20 | CUSTOM 3 | Rate 11: CUSTOM 3 | 0 | 0 | 0 | 0 | 0 | 0 | 0 | 0 | 0 | 215.31 | 0.1613 | 0 | 0 | 0% | 2024-01-01: 0; 2025-01-01: 0; 2026-01-01: 0; 2027-01-01: 0; 2028-01-01: 0; 2029-01-01: 0; 2030-01-01: 0; 2031-01-01: 0; 2032-01-01: 0; 2033-01-01: 0; 2034-01-01: 0; 2035-01-01: 0; 2036-01-01: 0; 2037-01-01: 0; 2038-01-01: 0; 2039-01-01: 0; 2040-01-01: 0; 2041-01-01: 0; 2042-01-01: 0; 2043-01-01: 0
Rate 11 | 20 | CUSTOM 4 | Rate 11: CUSTOM 4 | 0 | 0 | 0 | 0 | 0 | 0 | 0 | 0 | 0 | 215.31 | 0.1613 | 0 | 0 | 0% | 2024-01-01: 0; 2025-01-01: 0; 2026-01-01: 0; 2027-01-01: 0; 2028-01-01: 0; 2029-01-01: 0; 2030-01-01: 0; 2031-01-01: 0; 2032-01-01: 0; 2033-01-01: 0; 2034-01-01: 0; 2035-01-01: 0; 2036-01-01: 0; 2037-01-01: 0; 2038-01-01: 0; 2039-01-01: 0; 2040-01-01: 0; 2041-01-01: 0; 2042-01-01: 0; 2043-01-01: 0
Rate 11 | 20 | CUSTOM 5 | Rate 11: CUSTOM 5 | 0 | 0 | 0 | 0 | 0 | 0 | 0 | 0 | 0 | 215.31 | 0.1613 | 0 | 0 | 0% | 2024-01-01: 0; 2025-01-01: 0; 2026-01-01: 0; 2027-01-01: 0; 2028-01-01: 0; 2029-01-01: 0; 2030-01-01: 0; 2031-01-01: 0; 2032-01-01: 0; 2033-01-01: 0; 2034-01-01: 0; 2035-01-01: 0; 2036-01-01: 0; 2037-01-01: 0; 2038-01-01: 0; 2039-01-01: 0; 2040-01-01: 0; 2041-01-01: 0; 2042-01-01: 0; 2043-01-01: 0
Rate 16 | 20 | CUSTOM 1 | Rate 16: CUSTOM 1 | 0 | 0 | 0 | 0 | 0 | 0 | 0 | 0 | 1.0748 | 1576.78 | 0 | 0 | 0 | 0% | 2024-01-01: 0; 2025-01-01: 0; 2026-01-01: 0; 2027-01-01: 0; 2028-01-01: 0; 2029-01-01: 0; 2030-01-01: 0; 2031-01-01: 0; 2032-01-01: 0; 2033-01-01: 0; 2034-01-01: 0; 2035-01-01: 0; 2036-01-01: 0; 2037-01-01: 0; 2038-01-01: 0; 2039-01-01: 0; 2040-01-01: 0; 2041-01-01: 0; 2042-01-01: 0; 2043-01-01: 0
Rate 16 | 20 | CUSTOM 2 | Rate 16: CUSTOM 2 | 0 | 0 | 0 | 0 | 0 | 0 | 0 | 0 | 1.0748 | 1576.78 | 0 | 0 | 0 | 0% | 2024-01-01: 0; 2025-01-01: 0; 2026-01-01: 0; 2027-01-01: 0; 2028-01-01: 0; 2029-01-01: 0; 2030-01-01: 0; 2031-01-01: 0; 2032-01-01: 0; 2033-01-01: 0; 2034-01-01: 0; 2035-01-01: 0; 2036-01-01: 0; 2037-01-01: 0; 2038-01-01: 0; 2039-01-01: 0; 2040-01-01: 0; 2041-01-01: 0; 2042-01-01: 0; 2043-01-01: 0
Rate 16 | 20 | CUSTOM 3 | Rate 16: CUSTOM 3 | 0 | 0 | 0 | 0 | 0 | 0 | 0 | 0 | 1.0748 | 1576.78 | 0 | 0 | 0 | 0% | 2024-01-01: 0; 2025-01-01: 0; 2026-01-01: 0; 2027-01-01: 0; 2028-01-01: 0; 2029-01-01: 0; 2030-01-01: 0; 2031-01-01: 0; 2032-01-01: 0; 2033-01-01: 0; 2034-01-01: 0; 2035-01-01: 0; 2036-01-01: 0; 2037-01-01: 0; 2038-01-01: 0; 2039-01-01: 0; 2040-01-01: 0; 2041-01-01: 0; 2042-01-01: 0; 2043-01-01: 0
Rate 16 | 20 | CUSTOM 4 | Rate 16: CUSTOM 4 | 0 | 0 | 0 | 0 | 0 | 0 | 0 | 0 | 1.0748 | 1576.78 | 0 | 0 | 0 | 0% | 2024-01-01: 0; 2025-01-01: 0; 2026-01-01: 0; 2027-01-01: 0; 2028-01-01: 0; 2029-01-01: 0; 2030-01-01: 0; 2031-01-01: 0; 2032-01-01: 0; 2033-01-01: 0; 2034-01-01: 0; 2035-01-01: 0; 2036-01-01: 0; 2037-01-01: 0; 2038-01-01: 0; 2039-01-01: 0; 2040-01-01: 0; 2041-01-01: 0; 2042-01-01: 0; 2043-01-01: 0
Rate 16 | 20 | CUSTOM 5 | Rate 16: CUSTOM 5 | 0 | 0 | 0 | 0 | 0 | 0 | 0 | 0 | 1.0748 | 1576.78 | 0 | 0 | 0 | 0% | 2024-01-01: 0; 2025-01-01: 0; 2026-01-01: 0; 2027-01-01: 0; 2028-01-01: 0; 2029-01-01: 0; 2030-01-01: 0; 2031-01-01: 0; 2032-01-01: 0; 2033-01-01: 0; 2034-01-01: 0; 2035-01-01: 0; 2036-01-01: 0; 2037-01-01: 0; 2038-01-01: 0; 2039-01-01: 0; 2040-01-01: 0; 2041-01-01: 0; 2042-01-01: 0; 2043-01-01: 0

## SB_HORIZON_Attach (hidden)
give 1 for 6, another for 16
|  | 16 lots avail for sale. S commercial. 6 sold | MID-YEAR ATTACHMENTS
Rate | Type | REF | 2024-01-01 | 2025-01-01 | 2026-01-01 | 2027-01-01 | 2028-01-01 | 2029-01-01 | 2030-01-01 | 2031-01-01 | 2032-01-01 | 2033-01-01
Rate 1 | Existing Residential | Rate 1: Existing Residential | 0 | 0 | 0 | 0 | 0 | 0 | 0 | 0 | 0 | 0
Rate 1 | New Residential | Rate 1: New Residential | 0 | 0 | 0 | 0 | 0 | 0 | 0 | 0 | 0 | 0
Rate 1 | Small Commercial | Rate 1: Small Commercial | 0 | 0 | 0 | 0 | 0 | 0 | 0 | 0 | 0 | 0
Rate 1 | Small Agricultural | Rate 1: Small Agricultural | 0 | 0 | 0 | 0 | 0 | 0 | 0 | 0 | 0 | 0
Rate 6 | Medium Commercial | Rate 6: Medium Commercial | 0 | 0 | 0 | 0 | 0 | 0 | 0 | 0 | 0 | 0
Rate 6 | Large Commercial | Rate 6: Large Commercial | 0 | 0 | 0 | 0 | 0 | 0 | 0 | 0 | 0 | 0
Rate 1 | CUSTOM 1 | Rate 1: CUSTOM 1 | 0 | 0 | 0 | 0 | 0 | 0 | 0 | 0 | 0 | 0
Rate 1 | CUSTOM 2 | Rate 1: CUSTOM 2 | 0 | 0 | 0 | 0 | 0 | 0 | 0 | 0 | 0 | 0
Rate 1 | CUSTOM 3 | Rate 1: CUSTOM 3 | 0 | 0 | 0 | 0 | 0 | 0 | 0 | 0 | 0 | 0
Rate 6 | CUSTOM 1 | Rate 6: CUSTOM 1 | 0 | 0 | 0 | 0 | 0 | 0 | 0 | 0 | 0 | 0
Rate 6 | CUSTOM 2 | Rate 6: CUSTOM 2 | 0 | 0 | 0 | 0 | 0 | 0 | 0 | 0 | 0 | 0
Rate 6 | CUSTOM 3 | Rate 6: CUSTOM 3 | 0 | 0 | 0 | 0 | 0 | 0 | 0 | 0 | 0 | 0
Rate 11 | CUSTOM 1 | Rate 11: CUSTOM 1 | 0 | 0 | 0 | 0 | 0 | 0 | 0 | 0 | 0 | 0
Rate 11 | CUSTOM 2 | Rate 11: CUSTOM 2 | 0 | 0 | 0 | 0 | 0 | 0 | 0 | 0 | 0 | 0
Rate 11 | CUSTOM 3 | Rate 11: CUSTOM 3 | 0 | 0 | 0 | 0 | 0 | 0 | 0 | 0 | 0 | 0
Rate 11 | CUSTOM 4 | Rate 11: CUSTOM 4 | 0 | 0 | 0 | 0 | 0 | 0 | 0 | 0 | 0 | 0
Rate 11 | CUSTOM 5 | Rate 11: CUSTOM 5 | 0 | 0 | 0 | 0 | 0 | 0 | 0 | 0 | 0 | 0
Rate 16 | CUSTOM 1 | Rate 16: CUSTOM 1 | 0 | 0 | 0 | 0 | 0 | 0 | 0 | 0 | 0 | 0
Rate 16 | CUSTOM 2 | Rate 16: CUSTOM 2 | 0 | 0 | 0 | 0 | 0 | 0 | 0 | 0 | 0 | 0
Rate 16 | CUSTOM 3 | Rate 16: CUSTOM 3 | 0 | 0 | 0 | 0 | 0 | 0 | 0 | 0 | 0 | 0
Rate 16 | CUSTOM 4 | Rate 16: CUSTOM 4 | 0 | 0 | 0 | 0 | 0 | 0 | 0 | 0 | 0 | 0
Rate 16 | CUSTOM 5 | Rate 16: CUSTOM 5 | 0 | 0 | 0 | 0 | 0 | 0 | 0 | 0 | 0 | 0
15

## SB_Consumption (hidden)
Rate | Category |  | Contract Demand (m3 / day) | Annual Consumption (m3 / yr) | [7 empty] | MONTHLY CONSUMPTION (TOTAL) | [11 empty] | MONTHLY CONSUMPTION (TIER 1) | [11 empty] | MONTHLY CONSUMPTION (TIER 2) | [11 empty] | MONTHLY CONSUMPTION (TIER 3) | [12 empty] | MONTHLY % OF ANNUAL CONSUMPTION
|  | REF |  | Total | H1 Tier 1 | H1 Tier 2 | H1 Tier 3 | H2 Tier 1 | H2 Tier 2 | H2 Tier 3 |  | 1 | 2 | 3 | 4 | 5 | 6 | 7 | 8 | 9 | 10 | 11 | 12 | 1 | 2 | 3 | 4 | 5 | 6 | 7 | 8 | 9 | 10 | 11 | 12 | 1 | 2 | 3 | 4 | 5 | 6 | 7 | 8 | 9 | 10 | 11 | 12 | 1 | 2 | 3 | 4 | 5 | 6 | 7 | 8 | 9 | 10 | 11 | 12 | MONTH | 1 | 2 | 3 | 4 | 5 | 6 | 7 | 8 | 9 | 10 | 11 | 12
Rate 1 | Existing Residential | Rate 1: Existing Residential |  | 1453 | 517.6144 | 472.1965 | 0 | 363.8672 | 99.322 | 0 | OK | 254.3906 | 266.2842 | 219.3706 | 132.151 | 75.3261 | 42.2883 | 31.7162 | 30.3947 | 31.7162 | 70.04 | 104.3993 | 194.9227 | 100 | 100 | 100 | 100 | 75.3261 | 42.2883 | 31.7162 | 30.3947 | 31.7162 | 70.04 | 100 | 100 | 154.3906 | 166.2842 | 119.3706 | 32.151 | 0 | 0 | 0 | 0 | 0 | 0 | 4.3993 | 94.9227 | 0 | 0 | 0 | 0 | 0 | 0 | 0 | 0 | 0 | 0 | 0 | 0 | Rate 1 | 17.51% | 18.33% | 15.1% | 9.095% | 5.184% | 2.91% | 2.183% | 2.092% | 2.183% | 4.82% | 7.185% | 13.42%
Rate 1 | New Residential | Rate 1: New Residential |  | 2099 | 561.0896 | 868.7885 | 0 | 435.5425 | 233.5794 | 0 | OK | 367.492 | 384.6735 | 316.9022 | 190.905 | 108.8158 | 61.0896 | 45.8172 | 43.9081 | 45.8172 | 101.1796 | 150.8149 | 281.5848 | 100 | 100 | 100 | 100 | 100 | 61.0896 | 45.8172 | 43.9081 | 45.8172 | 100 | 100 | 100 | 267.492 | 284.6735 | 216.9022 | 90.905 | 8.8158 | 0 | 0 | 0 | 0 | 1.1796 | 50.8149 | 181.5848 | 0 | 0 | 0 | 0 | 0 | 0 | 0 | 0 | 0 | 0 | 0 | 0 | Rate 6 | 18.9% | 16.86% | 14.55% | 7.826% | 3.815% | 0.9451% | 1.717% | 1.913% | 2.225% | 4.691% | 10.59% | 15.96%
Rate 1 | Small Commercial | Rate 1: Small Commercial |  | 4693 | 600 | 1706.7094 | 890.2501 | 598.171 | 768.2947 | 129.5748 | OK | 821.6485 | 860.0632 | 708.5384 | 426.8304 | 243.2933 | 136.5857 | 102.4393 | 98.171 | 102.4393 | 226.2201 | 337.196 | 629.5748 | 100 | 100 | 100 | 100 | 100 | 100 | 100 | 98.171 | 100 | 100 | 100 | 100 | 400 | 400 | 400 | 326.8304 | 143.2933 | 36.5857 | 2.4393 | 0 | 2.4393 | 126.2201 | 237.196 | 400 | 321.6485 | 360.0632 | 208.5384 | 0 | 0 | 0 | 0 | 0 | 0 | 0 | 0 | 129.5748 | Rate 11 | 0% | 0% | 0% | 0% | 0% | 1.523% | 1.79% | 6.795% | 10% | 32.18% | 33.5% | 14.21%
Rate 1 | Small Agricultural | Rate 1: Small Agricultural |  | 4720 | 600 | 1711.3506 | 904.0018 | 598.7358 | 772.7149 | 133.1969 | OK | 826.3756 | 865.0114 | 712.6148 | 429.286 | 244.693 | 137.3715 | 103.0286 | 98.7358 | 103.0286 | 227.5216 | 339.136 | 633.1969 | 100 | 100 | 100 | 100 | 100 | 100 | 100 | 98.7358 | 100 | 100 | 100 | 100 | 400 | 400 | 400 | 329.286 | 144.693 | 37.3715 | 3.0286 | 0 | 3.0286 | 127.5216 | 239.136 | 400 | 326.3756 | 365.0114 | 212.6148 | 0 | 0 | 0 | 0 | 0 | 0 | 0 | 0 | 133.1969
Rate 6 | Medium Commercial | Rate 6: Medium Commercial |  | 26933 | 5254.5535 | 11685.6702 | 0 | 4576.9899 | 5415.7864 | 0 | OK | 5091.0696 | 4541.6066 | 3917.6402 | 2107.827 | 1027.5269 | 254.5535 | 462.5423 | 515.3156 | 599.132 | 1263.4545 | 2852.8616 | 4299.4704 | 1000 | 1000 | 1000 | 1000 | 1000 | 254.5535 | 462.5423 | 515.3156 | 599.132 | 1000 | 1000 | 1000 | 4091.0696 | 3541.6066 | 2917.6402 | 1107.827 | 27.5269 | 0 | 0 | 0 | 0 | 263.4545 | 1852.8616 | 3299.4704 | 0 | 0 | 0 | 0 | 0 | 0 | 0 | 0 | 0 | 0 | 0 | 0
Rate 6 | Large Commercial | Rate 6: Large Commercial |  | 75685 | 5715.3262 | 24810.725 | 17078.0342 | 6000 | 15981.9934 | 6098.9212 | OK | 14306.5237 | 12762.466 | 11009.0445 | 5923.2498 | 2887.4752 | 715.3262 | 1299.8 | 1448.0994 | 1683.6336 | 3550.4605 | 8016.8874 | 12082.0338 | 1000 | 1000 | 1000 | 1000 | 1000 | 715.3262 | 1000 | 1000 | 1000 | 1000 | 1000 | 1000 | 6000 | 6000 | 6000 | 4923.2498 | 1887.4752 | 0 | 299.8 | 448.0994 | 683.6336 | 2550.4605 | 6000 | 6000 | 7306.5237 | 5762.466 | 4009.0445 | 0 | 0 | 0 | 0 | 0 | 0 | 0 | 1016.8874 | 5082.0338
Rate 1 | CUSTOM 1 | Rate 1: CUSTOM 1 |  |  | 0 | 0 | 0 | 0 | 0 | 0 | OK | 0 | 0 | 0 | 0 | 0 | 0 | 0 | 0 | 0 | 0 | 0 | 0 | 0 | 0 | 0 | 0 | 0 | 0 | 0 | 0 | 0 | 0 | 0 | 0 | 0 | 0 | 0 | 0 | 0 | 0 | 0 | 0 | 0 | 0 | 0 | 0 | 0 | 0 | 0 | 0 | 0 | 0 | 0 | 0 | 0 | 0 | 0 | 0
Rate 1 | CUSTOM 2 | Rate 1: CUSTOM 2 |  |  | 0 | 0 | 0 | 0 | 0 | 0 | OK | 0 | 0 | 0 | 0 | 0 | 0 | 0 | 0 | 0 | 0 | 0 | 0 | 0 | 0 | 0 | 0 | 0 | 0 | 0 | 0 | 0 | 0 | 0 | 0 | 0 | 0 | 0 | 0 | 0 | 0 | 0 | 0 | 0 | 0 | 0 | 0 | 0 | 0 | 0 | 0 | 0 | 0 | 0 | 0 | 0 | 0 | 0 | 0
Rate 1 | CUSTOM 3 | Rate 1: CUSTOM 3 |  |  | 0 | 0 | 0 | 0 | 0 | 0 | OK | 0 | 0 | 0 | 0 | 0 | 0 | 0 | 0 | 0 | 0 | 0 | 0 | 0 | 0 | 0 | 0 | 0 | 0 | 0 | 0 | 0 | 0 | 0 | 0 | 0 | 0 | 0 | 0 | 0 | 0 | 0 | 0 | 0 | 0 | 0 | 0 | 0 | 0 | 0 | 0 | 0 | 0 | 0 | 0 | 0 | 0 | 0 | 0
Rate 6 | CUSTOM 1 | Rate 6: CUSTOM 1 |  |  | 0 | 0 | 0 | 0 | 0 | 0 | OK | 0 | 0 | 0 | 0 | 0 | 0 | 0 | 0 | 0 | 0 | 0 | 0 | 0 | 0 | 0 | 0 | 0 | 0 | 0 | 0 | 0 | 0 | 0 | 0 | 0 | 0 | 0 | 0 | 0 | 0 | 0 | 0 | 0 | 0 | 0 | 0 | 0 | 0 | 0 | 0 | 0 | 0 | 0 | 0 | 0 | 0 | 0 | 0
Rate 6 | CUSTOM 2 | Rate 6: CUSTOM 2 |  |  | 0 | 0 | 0 | 0 | 0 | 0 | OK | 0 | 0 | 0 | 0 | 0 | 0 | 0 | 0 | 0 | 0 | 0 | 0 | 0 | 0 | 0 | 0 | 0 | 0 | 0 | 0 | 0 | 0 | 0 | 0 | 0 | 0 | 0 | 0 | 0 | 0 | 0 | 0 | 0 | 0 | 0 | 0 | 0 | 0 | 0 | 0 | 0 | 0 | 0 | 0 | 0 | 0 | 0 | 0
Rate 6 | CUSTOM 3 | Rate 6: CUSTOM 3 |  |  | 0 | 0 | 0 | 0 | 0 | 0 | OK | 0 | 0 | 0 | 0 | 0 | 0 | 0 | 0 | 0 | 0 | 0 | 0 | 0 | 0 | 0 | 0 | 0 | 0 | 0 | 0 | 0 | 0 | 0 | 0 | 0 | 0 | 0 | 0 | 0 | 0 | 0 | 0 | 0 | 0 | 0 | 0 | 0 | 0 | 0 | 0 | 0 | 0 | 0 | 0 | 0 | 0 | 0 | 0
Rate 11 | CUSTOM 1 | Rate 11: CUSTOM 1 |  | 0 | 0 |  |  | 0 |  |  | OK | MONTHLY CONSUMPTION (TOTAL) 1: 0; MONTHLY CONSUMPTION (TOTAL) 2: 0; MONTHLY CONSUMPTION (TOTAL) 3: 0; MONTHLY CONSUMPTION (TOTAL) 4: 0; MONTHLY CONSUMPTION (TOTAL) 5: 0; MONTHLY CONSUMPTION (TOTAL) 6: 0; MONTHLY CONSUMPTION (TOTAL) 7: 0; MONTHLY CONSUMPTION (TOTAL) 8: 0; MONTHLY CONSUMPTION (TOTAL) 9: 0; MONTHLY CONSUMPTION (TOTAL) 10: 0; MONTHLY CONSUMPTION (TOTAL) 11: 0; MONTHLY CONSUMPTION (TOTAL) 12: 0
Rate 11 | CUSTOM 2 | Rate 11: CUSTOM 2 |  | 0 | 0 |  |  | 0 |  |  | OK | MONTHLY CONSUMPTION (TOTAL) 1: 0; MONTHLY CONSUMPTION (TOTAL) 2: 0; MONTHLY CONSUMPTION (TOTAL) 3: 0; MONTHLY CONSUMPTION (TOTAL) 4: 0; MONTHLY CONSUMPTION (TOTAL) 5: 0; MONTHLY CONSUMPTION (TOTAL) 6: 0; MONTHLY CONSUMPTION (TOTAL) 7: 0; MONTHLY CONSUMPTION (TOTAL) 8: 0; MONTHLY CONSUMPTION (TOTAL) 9: 0; MONTHLY CONSUMPTION (TOTAL) 10: 0; MONTHLY CONSUMPTION (TOTAL) 11: 0; MONTHLY CONSUMPTION (TOTAL) 12: 0
Rate 11 | CUSTOM 3 | Rate 11: CUSTOM 3 |  | 0 | 0 |  |  | 0 |  |  | OK | MONTHLY CONSUMPTION (TOTAL) 1: 0; MONTHLY CONSUMPTION (TOTAL) 2: 0; MONTHLY CONSUMPTION (TOTAL) 3: 0; MONTHLY CONSUMPTION (TOTAL) 4: 0; MONTHLY CONSUMPTION (TOTAL) 5: 0; MONTHLY CONSUMPTION (TOTAL) 6: 0; MONTHLY CONSUMPTION (TOTAL) 7: 0; MONTHLY CONSUMPTION (TOTAL) 8: 0; MONTHLY CONSUMPTION (TOTAL) 9: 0; MONTHLY CONSUMPTION (TOTAL) 10: 0; MONTHLY CONSUMPTION (TOTAL) 11: 0; MONTHLY CONSUMPTION (TOTAL) 12: 0
Rate 11 | CUSTOM 4 | Rate 11: CUSTOM 4 |  | 0 | 0 |  |  | 0 |  |  | OK | MONTHLY CONSUMPTION (TOTAL) 1: 0; MONTHLY CONSUMPTION (TOTAL) 2: 0; MONTHLY CONSUMPTION (TOTAL) 3: 0; MONTHLY CONSUMPTION (TOTAL) 4: 0; MONTHLY CONSUMPTION (TOTAL) 5: 0; MONTHLY CONSUMPTION (TOTAL) 6: 0; MONTHLY CONSUMPTION (TOTAL) 7: 0; MONTHLY CONSUMPTION (TOTAL) 8: 0; MONTHLY CONSUMPTION (TOTAL) 9: 0; MONTHLY CONSUMPTION (TOTAL) 10: 0; MONTHLY CONSUMPTION (TOTAL) 11: 0; MONTHLY CONSUMPTION (TOTAL) 12: 0
Rate 11 | CUSTOM 5 | Rate 11: CUSTOM 5 |  | 0 | 0 |  |  | 0 |  |  | OK | MONTHLY CONSUMPTION (TOTAL) 1: 0; MONTHLY CONSUMPTION (TOTAL) 2: 0; MONTHLY CONSUMPTION (TOTAL) 3: 0; MONTHLY CONSUMPTION (TOTAL) 4: 0; MONTHLY CONSUMPTION (TOTAL) 5: 0; MONTHLY CONSUMPTION (TOTAL) 6: 0; MONTHLY CONSUMPTION (TOTAL) 7: 0; MONTHLY CONSUMPTION (TOTAL) 8: 0; MONTHLY CONSUMPTION (TOTAL) 9: 0; MONTHLY CONSUMPTION (TOTAL) 10: 0; MONTHLY CONSUMPTION (TOTAL) 11: 0; MONTHLY CONSUMPTION (TOTAL) 12: 0
Rate 16 | CUSTOM 1 | Rate 16: CUSTOM 1
Rate 16 | CUSTOM 2 | Rate 16: CUSTOM 2
Rate 16 | CUSTOM 3 | Rate 16: CUSTOM 3
Rate 16 | CUSTOM 4 | Rate 16: CUSTOM 4
Rate 16 | CUSTOM 5 | Rate 16: CUSTOM 5

## AYL_CALC
Year |  |  | Units | UNIT | RATE | NPV | 2024-01-01 | 2025-01-01 | 2026-01-01 | 2027-01-01 | 2028-01-01 | 2029-01-01 | 2030-01-01 | 2031-01-01 | 2032-01-01 | 2033-01-01 | 2034-01-01 | 2035-01-01 | 2036-01-01 | 2037-01-01 | 2038-01-01 | 2039-01-01 | 2040-01-01 | 2041-01-01 | 2042-01-01 | 2043-01-01
Project Year | [6 empty] | 1 | 2 | 3 | 4 | 5 | 6 | 7 | 8 | 9 | 10 | 11 | 12 | 13 | 14 | 15 | 16 | 17 | 18 | 19 | 20
ANNUAL INFLATOR |  |  |  |  | 0% | bar: 2024-01-01 to 2043-01-01
PV Factor (mid-year discounting) |  |  |  |  | 5.861% |  | 1 | 0.9482 | 0.89908 | 0.85251 | 0.80834 | 0.76647 | 0.72677 | 0.68912 | 0.65342 | 0.61957 | 0.58748 | 0.55704 | 0.52819 | 0.50083 | 0.47488 | 0.45028 | 0.42696 | 0.40484 | 0.38387 | 0.36398
Connection Count (mid-year) |  | Rate 1 | Cx |  |  |  | 0 | 0 | 0 | 0 | 0 | 0 | 0 | 0 | 0 | 0 | 0 | 0 | 0 | 0 | 0 | 0 | 0 | 0 | 0 | 0
|  | Rate 3 | Cx | bar: 2024-01-01 to 2043-01-01
|  | Rate 11 | Cx |  |  |  | 0 | 0 | 0 | 0 | 0 | 0 | 0 | 0 | 0 | 0 | 0 | 0 | 0 | 0 | 0 | 0 | 0 | 0 | 0 | 0
|  | Rate 16 | Cx |  |  |  | 0 | 0 | 0 | 0 | 0 | 0 | 0 | 0 | 0 | 0 | 0 | 0 | 0 | 0 | 0 | 0 | 0 | 0 | 0 | 0
Net Op Cash Flow |  | Revenue | $ |  |  |  | 92077.8312 | 184155.6624 | 184155.6624 | 184155.6624 | 184155.6624 | 184155.6624 | 184155.6624 | 184155.6624 | 184155.6624 | 184155.6624 | 184155.6624 | 184155.6624 | 184155.6624 | 184155.6624 | 184155.6624 | 184155.6624 | 184155.6624 | 184155.6624 | 184155.6624 | 184155.6624
|  | O&M | $ |  |  |  | -1000 | -2000 | -2000 | -2000 | -2000 | -2000 | -2000 | -2000 | -2000 | -2000 | -2000 | -2000 | -2000 | -2000 | -2000 | -2000 | -2000 | -2000 | -2000 | -2000
|  | Net Working Captial | $
|  | Subtotal | $ |  |  |  | 91077.8312 | 182155.6624 | 182155.6624 | 182155.6624 | 182155.6624 | 182155.6624 | 182155.6624 | 182155.6624 | 182155.6624 | 182155.6624 | 182155.6624 | 182155.6624 | 182155.6624 | 182155.6624 | 182155.6624 | 182155.6624 | 182155.6624 | 182155.6624 | 182155.6624 | 182155.6624
| PV |  | $ |  |  | 2211702.2425 | 91077.8312 | 172719.6429 | 163772.4276 | 155288.6956 | 147244.4375 | 139616.8877 | 132384.4599 | 125526.686 | 119024.1581 | 112858.474 | 107012.1843 | 101468.7439 | 96212.4646 | 91228.4707 | 86502.6576 | 82021.6507 | 77772.7688 | 73743.9873 | 69923.9046 | 66301.7096
Taxes |  | Municipal Taxes | $ |  |  |  | 0 | 0 | 0 | 0 | 0 | 0 | 0 | 0 | 0 | 0 | 0 | 0 | 0 | 0 | 0 | 0 | 0 | 0 | 0 | 0
|  | Income Taxes | $ |  |  |  | -24135.6253 | -48271.2505 | -48271.2505 | -48271.2505 | -48271.2505 | -48271.2505 | -48271.2505 | -48271.2505 | -48271.2505 | -48271.2505 | -48271.2505 | -48271.2505 | -48271.2505 | -48271.2505 | -48271.2505 | -48271.2505 | -48271.2505 | -48271.2505 | -48271.2505 | -48271.2505
|  | Subtotal | $ |  |  |  | -24135.6253 | -48271.2505 | -48271.2505 | -48271.2505 | -48271.2505 | -48271.2505 | -48271.2505 | -48271.2505 | -48271.2505 | -48271.2505 | -48271.2505 | -48271.2505 | -48271.2505 | -48271.2505 | -48271.2505 | -48271.2505 | -48271.2505 | -48271.2505 | -48271.2505 | -48271.2505
| PV |  | $ |  |  | -586101.0943 | -24135.6253 | -45770.7054 | -43399.6933 | -41151.5043 | -39019.7759 | -36998.4752 | -35081.8819 | -33264.5718 | -31541.4019 | -29907.4956 | -28358.2289 | -26889.2171 | -25496.3031 | -24175.5447 | -22923.2043 | -21735.7374 | -20609.7837 | -19542.1566 | -18529.8347 | -17569.953
CCA Tax Shield |  | Class 51 |  |  | 6% |  | 1933341.6458 | 1875341.3964 | 1762820.9127 | 1657051.6579 | 1557628.5584 | 1464170.8449 | 1376320.5942 | 1293741.3586 | 1216116.8771 | 1143149.8644 | 1074560.8726 | 1010087.2202 | 949481.987 | 892513.0678 | 838962.2837 | 788624.5467 | 741307.0739 | 696828.6495 | 655018.9305 | 615717.7947
|  | Class 1 |  |  | 4% |  | 0 | 0 | 0 | 0 | 0 | 0 | 0 | 0 | 0 | 0 | 0 | 0 | 0 | 0 | 0 | 0 | 0 | 0 | 0 | 0
|  | Class 8 |  |  | 20% |  | 0 | 0 | 0 | 0 | 0 | 0 | 0 | 0 | 0 | 0 | 0 | 0 | 0 | 0 | 0 | 0 | 0 | 0 | 0 | 0
|  | CCA Tax Shield |  |  |  | 358960.2335 | 15370.0661 | 29817.9282 | 28028.8525 | 26347.1214 | 24766.2941 | 23280.3164 | 21883.4974 | 20570.4876 | 19336.2583 | 18176.0828 | 17085.5179 | 16060.3868 | 15096.7636 | 14190.9578 | 13339.5003 | 12539.1303 | 11786.7825 | 11079.5755 | 10414.801 | 9789.9129
| PV | [5 empty] | 15370.0661 | 28273.3012 | 25200.1676 | 22461.0646 | 20019.6853 | 17843.6689 | 15904.172 | 14175.4865 | 12634.6985 | 11261.3846 | 10037.3415 | 8946.3443 | 7973.9318 | 7107.2146 | 6334.7041 | 5646.1608 | 5032.4579 | 4485.4608 | 3997.9188 | 3563.3697
Capital |  | Cap Ex | $ |  |  |  | 2024-01-01: -1871769.04
|  | Customer Contributions | $ |  |  |  | 2024-01-01: 0
|  | Subtotal | $ |  |  |  | 2024-01-01: -1871769.04
| PV |  | $ |  |  | -1871769.04 | 2024-01-01: -1871769.04
|  | PV of Net Op Cash Flow |  |  |  |  | 91077.8312 | 172719.6429 | 163772.4276 | 155288.6956 | 147244.4375 | 139616.8877 | 132384.4599 | 125526.686 | 119024.1581 | 112858.474 | 107012.1843 | 101468.7439 | 96212.4646 | 91228.4707 | 86502.6576 | 82021.6507 | 77772.7688 | 73743.9873 | 69923.9046 | 66301.7096
|  | PV of Taxes |  |  |  |  | -24135.6253 | -45770.7054 | -43399.6933 | -41151.5043 | -39019.7759 | -36998.4752 | -35081.8819 | -33264.5718 | -31541.4019 | -29907.4956 | -28358.2289 | -26889.2171 | -25496.3031 | -24175.5447 | -22923.2043 | -21735.7374 | -20609.7837 | -19542.1566 | -18529.8347 | -17569.953
|  | PV of CCA Tax Shield |  |  |  |  | 15370.0661 | 28273.3012 | 25200.1676 | 22461.0646 | 20019.6853 | 17843.6689 | 15904.172 | 14175.4865 | 12634.6985 | 11261.3846 | 10037.3415 | 8946.3443 | 7973.9318 | 7107.2146 | 6334.7041 | 5646.1608 | 5032.4579 | 4485.4608 | 3997.9188 | 3563.3697
|  | PV of Capital |  |  |  |  | -1871769.04 | 0 | 0 | 0 | 0 | 0 | 0 | 0 | 0 | 0 | 0 | 0 | 0 | 0 | 0 | 0 | 0 | 0 | 0 | 0
|  | Cumulative PV of Net Op Cash Flow, Taxes, CCA Tax Shield |  |  |  |  | 82312.272 | 237534.5107 | 383107.4126 | 519705.6685 | 647950.0154 | 768412.0967 | 881618.8467 | 988056.4474 | 1088173.9021 | 1182386.2651 | 1271077.5621 | 1354603.4332 | 1433293.5265 | 1507453.667 | 1577367.8245 | 1643299.8986 | 1705495.3416 | 1764182.6331 | 1819574.6217 | 1871869.7479
|  | Cumulative PV of Capital |  |  |  |  | -1871769.04 | -1871769.04 | -1871769.04 | -1871769.04 | -1871769.04 | -1871769.04 | -1871769.04 | -1871769.04 | -1871769.04 | -1871769.04 | -1871769.04 | -1871769.04 | -1871769.04 | -1871769.04 | -1871769.04 | -1871769.04 | -1871769.04 | -1871769.04 | -1871769.04 | -1871769.04
|  | PI in Year 20 |  |  |  | 1.0001 | 0.043976 | 0.1269 | 0.20468 | 0.27765 | 0.34617 | 0.41053 | 0.47101 | 0.52787 | 0.58136 | 0.63169 | 0.67908 | 0.7237 | 0.76574 | 0.80536 | 0.84271 | 0.87794 | 0.91117 | 0.94252 | 0.97211 | 1.0001
|  | Customer Contribution Required |  |  |  | 0
|  | Cust # |  |  |  | 1
|  | per customer |  |  |  | 0
Note on C23: Poon, Kenneth: (before CCA and Interest Tax Shields)

## CUST_SUMMARY_AYL
| Cash Amount | Present Value | Comment
Distribution Revenue | 3552035.4168 | 2211702.2425 | Customer revenue over 40-year horizon (20-year for commercial customers)
Income Taxes | -941289.3855 | -586101.0943
Total Revenue | 2610746.0313 | 1625601.1482
Total Capital Cost | 1871769.04 | 1871769.04 | Upfront capital cost required to build the infrastructure
CCA Tax Shield on Capital | -358960.2335 | -246268.5997 | The level of Capital Cost Allowance (CCA) for the calculation of Income Taxes (variance between depreciation amounts and CCA)
Total Expenditure | 1512808.8065 | 1625500.4403
Net result (Cash Amount) | 1097937.2248
Net Result (Present Value) |  | 0 | Contribution required from customer represents a shortfall of revenue to cover capital costs over the 20 year horizon (Present value of Total Expenditure minus Total Revenue).
Capital Cost Breakdown
Mainline Installation Cost |  | 1745727.27 | Includes engineering costs, cost of utility locates, installation costs of mainline and service line
Material Cost |  | 126041.77 | Includes cost of pipe, meters, fittings, etc
Total Capital Costs |  | 1871769.04
What parameters are used in the Economic Evaluation Model (a) A maximum customer Connection Horizon of ten (10) years, calculated from the energization date of the facilities (b) A maximum customer revenue horizon of twenty (20) years, calculated from the in service date of the new customers (c) A discount rate equal to the incremental after-tax cost of capital, based on the prospective capital mix,debt and preference share cost rates, and the latest approved rate of return on common equity (d) Discounting to reflect the true timing of expenditures. Up-front capital expenditures will be discounted at the beginning of the project year and capital expended throughout the year will be midyear discounted. The same approach to discounting will be used for revenues and operating and maintenance expenditures An amount due from the customer represents a shortfall of revenue to cover capital costs over the 40 year horizon.

## AYL_RATES-Distrib
Effective Date | Filing # | Rate | Fixed Delivery | Variable Delivery - Consumption Tier 1 | Variable Delivery - Consumption Tier 2 | Variable Delivery - Consumption Tier 3 | Variable Delivery - CD | Upstream Charges - Recovery | Upstream Charges - Recovery per CD | Upstream Charges - Tport Storage | Upstream Charges - Tport Storage per CD | Rate Rider for Delay in Rev Recovery | Carbon | Delivery Tier 1 (m3) | Delivery Tier 2 (m3) | Gas Supply Charge
2023-01-01 | EB-2022-0296 | Rate 1 | 20.5 | 13.9823 | 11.2376 | [7 empty] | 7.83 | 1000 | 999999 | 14.9747
2023-01-01 | EB-2022-0173 | Rate 2 | 22.64 | 17.9469 | 9.2863 | 7.3439 | [7 empty] | 1000 | 25000
2024-01-01 | EB-2023-0160 | Rate 3 | 0 | 4.0682 |  |  | 32.8714
2023-01-01 | EB-2022-0173 | Rate 4 | 0 | 12.1256 | 12.1256 | [8 empty] | 1000 | 999999
2023-01-01 | EB-2022-0173 | Rate 5 | 206.6 | 8.2482
ANNUAL RATE INFLATOR | 0%

## AYL_HORIZON_Attach
MID-YEAR ATTACHMENTS
Rate | Type | REF | 2024-01-01 | 2025-01-01 | 2026-01-01 | 2027-01-01 | 2028-01-01 | 2029-01-01 | 2030-01-01 | 2031-01-01 | 2032-01-01 | 2033-01-01
Rate 1 | CUSTOM 1 | Rate 1: CUSTOM 1 | 0 | 0 | 0 | 0 | 0 | 0 | 0 | 0 | 0 | 0
Rate 2 | CUSTOM 2 | Rate 2: CUSTOM 2 | 0 | 0 | 0 | 0 | 0 | 0 | 0 | 0 | 0 | 0
Rate 3 | CUSTOM 3 | Rate 3: CUSTOM 3 | bar: 2024-01-01 to 2033-01-01
Rate 4 | CUSTOM 4 | Rate 4: CUSTOM 4 | 0 | 0 | 0 | 0 | 0 | 0 | 0 | 0 | 0 | 0
Rate 5 | CUSTOM 5 | Rate 5: CUSTOM 5 | 0 | 0 | 0 | 0 | 0 | 0 | 0 | 0 | 0 | 0
15

## AYL_HORIZON - Rev
|  |  |  | Consumption (m3) or CD (m3/day) | [7 empty] | Rates Effective Jan, 01, 2023 ($ per m3) |  |  |  |  | Annual Rate Inflator (%) | [9 empty] | End of attachment Horizon
Rate | Years of Rev | Type | REF | CD | Annual Total | H1 Tier 1 | H1 Tier 2 | H1 Tier 3 | H2 Tier 1 | H2 Tier 2 | H2 Tier 3 | per CD | Monthly Fixed | Tier 1 | Tier 2 | Tier 3 |  | 2024-01-01 | 2025-01-01 | 2026-01-01 | 2027-01-01 | 2028-01-01 | 2029-01-01 | 2030-01-01 | 2031-01-01 | 2032-01-01 | 2033-01-01 | 2034-01-01 | 2035-01-01 | 2036-01-01 | 2037-01-01 | 2038-01-01 | 2039-01-01 | 2040-01-01 | 2041-01-01 | 2042-01-01 | 2043-01-01 | 2044-01-01 | 2045-01-01 | 2046-01-01 | 2047-01-01 | 2048-01-01 | 2049-01-01 | 2050-01-01 | 2051-01-01 | 2052-01-01 | 2053-01-01 | 2054-01-01 | 2055-01-01 | 2056-01-01 | 2057-01-01 | 2058-01-01 | 2059-01-01 | 2060-01-01 | 2061-01-01 | 2062-01-01 | 2063-01-01
Rate 1 | 40 | CUSTOM 1 | Rate 1: CUSTOM 1 | 0 | 1600 | 1089.95 | 0 | 0 | 510.05 | 0 | 0 |  | 27.81 | 0.13982 | 0.11238 | 0 | 0% | 0 | 0 | 0 | 0 | 0 | 0 | 0 | 0 | 0 | 0 | 0 | 0 | 0 | 0 | 0 | 0 | 0 | 0 | 0 | 0 | 0 | 0 | 0 | 0 | 0 | 0 | 0 | 0 | 0 | 0 | 0 | 0 | 0 | 0 | 0 | 0 | 0 | 0 | 0 | 0
Rate 2 | 20 | CUSTOM 2 | Rate 2: CUSTOM 2 | 0 | 6198 | 0 | 0 | 0 | 0 | 0 | 0 |  | 22.64 | 0.17947 | 0.092863 | 7.3439 | 0% | 2024-01-01: 0; 2025-01-01: 0; 2026-01-01: 0; 2027-01-01: 0; 2028-01-01: 0; 2029-01-01: 0; 2030-01-01: 0; 2031-01-01: 0; 2032-01-01: 0; 2033-01-01: 0; 2034-01-01: 0; 2035-01-01: 0; 2036-01-01: 0; 2037-01-01: 0; 2038-01-01: 0; 2039-01-01: 0; 2040-01-01: 0; 2041-01-01: 0; 2042-01-01: 0; 2043-01-01: 0
Rate 3 | 20 | CUSTOM 3 | Rate 3: CUSTOM 3 | 22800 | 2316000 | 1158000 | 0 | 0 | 1158000 | 0 | 0 | 0.32871 | 0 | 0.040682 | 0 | 0 | 0% | 2024-01-01: 92077.8312; 2025-01-01: 184155.6624; 2026-01-01: 184155.6624; 2027-01-01: 184155.6624; 2028-01-01: 184155.6624; 2029-01-01: 184155.6624; 2030-01-01: 184155.6624; 2031-01-01: 184155.6624; 2032-01-01: 184155.6624; 2033-01-01: 184155.6624; 2034-01-01: 184155.6624; 2035-01-01: 184155.6624; 2036-01-01: 184155.6624; 2037-01-01: 184155.6624; 2038-01-01: 184155.6624; 2039-01-01: 184155.6624; 2040-01-01: 184155.6624; 2041-01-01: 184155.6624; 2042-01-01: 184155.6624; 2043-01-01: 184155.6624
Rate 4 | 20 | CUSTOM 4 | Rate 4: CUSTOM 4 | 0 | 76000 | 5718.3034 | 42083.9096 | 0 | 6000 | 22197.787 | 0 |  | 0 | 0.12126 | 0.12126 | 0 | 0% | 2024-01-01: 0; 2025-01-01: 0; 2026-01-01: 0; 2027-01-01: 0; 2028-01-01: 0; 2029-01-01: 0; 2030-01-01: 0; 2031-01-01: 0; 2032-01-01: 0; 2033-01-01: 0; 2034-01-01: 0; 2035-01-01: 0; 2036-01-01: 0; 2037-01-01: 0; 2038-01-01: 0; 2039-01-01: 0; 2040-01-01: 0; 2041-01-01: 0; 2042-01-01: 0; 2043-01-01: 0
Rate 5 | 20 | CUSTOM 5 | Rate 5: CUSTOM 5 | 0 | 6198 | 0 | 0 | 0 | 0 | 0 | 0 |  | 206.6 | 0.082482 | 0 | 0 | 0% | 2024-01-01: 0; 2025-01-01: 0; 2026-01-01: 0; 2027-01-01: 0; 2028-01-01: 0; 2029-01-01: 0; 2030-01-01: 0; 2031-01-01: 0; 2032-01-01: 0; 2033-01-01: 0; 2034-01-01: 0; 2035-01-01: 0; 2036-01-01: 0; 2037-01-01: 0; 2038-01-01: 0; 2039-01-01: 0; 2040-01-01: 0; 2041-01-01: 0; 2042-01-01: 0; 2043-01-01: 0
|  |  |  | monthly | 0
|  |  |  | volume | 94219.512
|  |  |  | CD | 89936.1504
|  |  |  | TOTAL | 184155.6624

## RATES - Tax (hidden)
TAX RATES
TYPE | TAX / Rate NAME | Tax / Rate | Unit | Source | Last Updated | Applicable Units | UOM | ASSESSMENT VALUE | Notes
INCOME | Income Tax | 26.5% | % |  |  |  |  | 0
CCA | Class 51 | 6% | % |  |  |  |  | 0
CCA | Class 1 | 4% | % |  |  |  |  | 0
CCA | Class 8 | 20% | % |  |  |  |  | 0
Municpal | Plastic from 0 inch to 0.5 inch | 0 | $/ft/yr | O.REG. 338/12, s.3 | 2021-01-06 | 0 | ft | 0
Municpal | Plastic from 0.51 inch to 1 inch | 5.02 | $/ft/yr | O.REG. 338/12, s.3 | 2021-01-06 | 0 | ft | 0
Municpal | Plastic from 1.01 inch to 1.5 inch | 5.87 | $/ft/yr | O.REG. 338/12, s.3 | 2021-01-06 | 0 | ft | 0
Municpal | Plastic from 1.51 inch to 2.5 inch | 9.33 | $/ft/yr | O.REG. 338/12, s.3 | 2021-01-06 | 0 | ft | 0
Municpal | Plastic from 2.51 inch to 3 inch | 12.15 | $/ft/yr | O.REG. 338/12, s.3 | 2021-01-06 | 0 | ft | 0
Municpal | Plastic from 3.01 inch to 4.5 inch | 14.63 | $/ft/yr | O.REG. 338/12, s.3 | 2021-01-06 | 0 | ft | 0
Municpal | Plastic from 4.51 inch to 8 inch | 31.1 | $/ft/yr | O.REG. 338/12, s.3 | 2021-01-06 | 0 | ft | 0
Municpal | Plastic from 8.01 inch to 100 inch | 38.83 | $/ft/yr | O.REG. 338/12, s.3 | 2021-01-06 | 0 | ft | 0
Municpal | Non-plastic from 0.75 inch to 1 inch | 15.31 | $/ft/yr | O.REG. 338/12, s.3 |  | 0 | ft | 0 | Needs updated
Municpal | Non-plastic from 1.01 inch to 1.5 inch | 18.15 | $/ft/yr | O.REG. 338/12, s.3 |  | 0 | ft | 0 | Needs updated
Municpal | Non-plastic from 1.51 inch to 2.5 inch | 21.4 | $/ft/yr | O.REG. 338/12, s.3 |  | 0 | ft | 0 | Needs updated
Municpal | Non-plastic from 2.51 inch to 3 inch | 30.64 | $/ft/yr | O.REG. 338/12, s.3 |  | 0 | ft | 0 | Needs updated
Municpal | Non-plastic from 3.01 inch to 4.5 inch | 35.66 | $/ft/yr | O.REG. 338/12, s.3 |  | 0 | ft | 0 | Needs updated
Municpal | Non-plastic from 4.51 inch to 5.625 inch | 40.69 | $/ft/yr | O.REG. 338/12, s.3 |  | 0 | ft | 0 | Needs updated
Municpal | Non-plastic from 5.635 inch to 6.625 inch | 45.93 | $/ft/yr | O.REG. 338/12, s.3 |  | 0 | ft | 0 | Needs updated
Municpal | Non-plastic from 6.635 inch to 8 inch | 59.25 | $/ft/yr | O.REG. 338/12, s.3 |  | 0 | ft | 0 | Needs updated
Municpal | Non-plastic from 8.01 inch to 10 inch | 70.07 | $/ft/yr | O.REG. 338/12, s.3 |  | 0 | ft | 0 | Needs updated
Municpal | Non-plastic from 10.01 inch to 12 inch | 89.89 | $/ft/yr | O.REG. 338/12, s.3 |  | 0 | ft | 0 | Needs updated
Municpal | Non-plastic from 12.01 inch to 14 inch | 109.93 | $/ft/yr | O.REG. 338/12, s.3 |  | 0 | ft | 0 | Needs updated
Municpal | Non-plastic from 14.01 inch to 16 inch | 144.21 | $/ft/yr | O.REG. 338/12, s.3 |  | 0 | ft | 0 | Needs updated
Municpal | Tax rate | 3.1557 | % |  |  | 0 |  | 0

## AYL_Consumption
Rate | Category |  | Contract Demand (m3 / day) | Annual Consumption (m3 / yr) | [7 empty] | MONTHLY CONSUMPTION (TOTAL) | [11 empty] | MONTHLY CONSUMPTION (TIER 1) | [11 empty] | MONTHLY CONSUMPTION (TIER 2) | [11 empty] | MONTHLY CONSUMPTION (TIER 3) | [12 empty] | MONTHLY % OF ANNUAL CONSUMPTION
|  | REF |  | Total | H1 Tier 1 | H1 Tier 2 | H1 Tier 3 | H2 Tier 1 | H2 Tier 2 | H2 Tier 3 |  | 1 | 2 | 3 | 4 | 5 | 6 | 7 | 8 | 9 | 10 | 11 | 12 | 1 | 2 | 3 | 4 | 5 | 6 | 7 | 8 | 9 | 10 | 11 | 12 | 1 | 2 | 3 | 4 | 5 | 6 | 7 | 8 | 9 | 10 | 11 | 12 | 1 | 2 | 3 | 4 | 5 | 6 | 7 | 8 | 9 | 10 | 11 | 12 | MONTH | 1 | 2 | 3 | 4 | 5 | 6 | 7 | 8 | 9 | 10 | 11 | 12
Rate 1 | CUSTOM 1 | Rate 1: CUSTOM 1 |  | 1600 | 1089.95 | 0 | 0 | 510.05 | 0 | 0 | OK | 280.1273 | 293.2242 | 241.5643 | 145.5207 | 82.9468 | 46.5666 | 34.925 | 33.4698 | 34.925 | 77.126 | 114.9613 | 214.643 | 280.1273 | 293.2242 | 241.5643 | 145.5207 | 82.9468 | 46.5666 | 34.925 | 33.4698 | 34.925 | 77.126 | 114.9613 | 214.643 | 0 | 0 | 0 | 0 | 0 | 0 | 0 | 0 | 0 | 0 | 0 | 0 | 0 | 0 | 0 | 0 | 0 | 0 | 0 | 0 | 0 | 0 | 0 | 0 | Rate 1 | 17.51% | 18.33% | 15.1% | 9.095% | 5.184% | 2.91% | 2.183% | 2.092% | 2.183% | 4.82% | 7.185% | 13.42%
Rate 2 | CUSTOM 2 | Rate 2: CUSTOM 2 |  | 6198 | 0 | 0 | 0 | 0 | 0 | 0 | OK | [48 empty] | Rate 2 | 18.9% | 16.86% | 14.55% | 7.826% | 3.815% | 0.9451% | 1.717% | 1.913% | 2.225% | 4.691% | 10.59% | 15.96%
Rate 3 | CUSTOM 3 | Rate 3: CUSTOM 3 | 22800 | 2316000 | 1158000 | 0 | 0 | 1158000 | 0 | 0 | OK | 437786.9986 | 390538.036 | 336882.4343 | 181254.4952 | 88358.2296 | 21889.3499 | 39774.5505 | 44312.5864 | 51520.0553 | 108645.9198 | 245320.8852 | 369716.4592 | 1000 | 1000 | 1000 | 1000 | 1000 | 1000 | 1000 | 1000 | 1000 | 1000 | 1000 | 1000 | 436786.9986 | 389538.036 | 335882.4343 | 180254.4952 | 87358.2296 | 20889.3499 | 38774.5505 | 43312.5864 | 50520.0553 | 107645.9198 | 244320.8852 | 368716.4592 | 0 | 0 | 0 | 0 | 0 | 0 | 0 | 0 | 0 | 0 | 0 | 0 | Rate 3 | 18.9% | 16.86% | 14.55% | 7.826% | 3.815% | 0.9451% | 1.717% | 1.913% | 2.225% | 4.691% | 10.59% | 15.96%
Rate 4 | CUSTOM 4 | Rate 4: CUSTOM 4 |  | 76000 | 5718.3034 | 42083.9096 | 0 | 6000 | 22197.787 | 0 | OK | 14366.0673 | 12815.5832 | 11054.864 | 5947.9023 | 2899.4929 | 718.3034 | 1305.2098 | 1454.1263 | 1690.6408 | 3565.2374 | 8050.2536 | 12132.319 | 1000 | 1000 | 1000 | 1000 | 1000 | 718.3034 | 1000 | 1000 | 1000 | 1000 | 1000 | 1000 | 13366.0673 | 11815.5832 | 10054.864 | 4947.9023 | 1899.4929 | 0 | 305.2098 | 454.1263 | 690.6408 | 2565.2374 | 7050.2536 | 11132.319 | 0 | 0 | 0 | 0 | 0 | 0 | 0 | 0 | 0 | 0 | 0 | 0 | Rate 4 | 18.9% | 16.86% | 14.55% | 7.826% | 3.815% | 0.9451% | 1.717% | 1.913% | 2.225% | 4.691% | 10.59% | 15.96%
Rate 5 | CUSTOM 5 | Rate 5: CUSTOM 5 |  | 6198 | 0 | 0 | 0 | 0 | 0 | 0 | OK
|  |  | New CD | 1300 | m3/h
|  |  | pre-expansion CD | 350 | m3/h | okay
|  |  | Consumption scaler | 77.2%
|  |  | 20 YR PI | 1.0001
|  |  | 20 yr NPV of rev | 1871869.7479
|  |  | CAPEX | 1871769.04
|  |  | PI confirm | 1.0001
|  |  | additional CAPEX 'room' before PI reaches 1 | 100.7079

## CAP_STRUCT
COST OF CAPITAL | https://www.oeb.ca/regulatory-rules-and-documents/rules-codes-and-requirements/cost-capital-parameter-updates
SB_CAPITAL | CAP STRUCTURE | RATE | Source | Column1
EQUITY | 36% | 8.78% | OEB cost of capital parameters
LT DEBT | 60% | 3.72% | OEB cost of capital parameters
ST DEBT | 4% | 1.76% | OEB cost of capital parameters
Discount Rate | N/A | 5.463% | Sumproduct of the above
AYL_CAPITAL | CAP STRUCTURE | RATE | Source | Column1
EQUITY | 40% | 8.98% | OEB cost of capital parameters
LT DEBT | 56% | 3.85% | OEB cost of capital parameters
ST DEBT | 4% | 2.82% | OEB cost of capital parameters
Discount Rate | N/A | 5.861% | Sumproduct of the above

## SB_BASE VOL ASSUMPTIONS (hidden)
Volumes Per Customer |  | ANNUAL VOL | 2020-01-01 | 2020-02-01 | 2020-03-01 | 2020-04-01 | 2020-05-01 | 2020-06-01 | 2020-07-01 | 2020-08-01 | 2020-09-01 | 2020-10-01 | 2020-11-01 | 2020-12-01
Rate 1 - General Firm Service | Existing Residential | 1453 | 254.3906 | 266.2842 | 219.3706 | 132.151 | 75.3261 | 42.2883 | 31.7162 | 30.3947 | 31.7162 | 70.04 | 104.3993 | 194.9227
Rate 1 - General Firm Service | New Residential | 2066 | 361.7144 | 378.6257 | 311.92 | 187.9036 | 107.105 | 60.1291 | 45.0969 | 43.2178 | 45.0969 | 99.5889 | 148.4438 | 277.1578
Rate 1 - General Firm Service | Small Commercial | 4693 | 821.6485 | 860.0632 | 708.5384 | 426.8304 | 243.2933 | 136.5857 | 102.4393 | 98.171 | 102.4393 | 226.2201 | 337.196 | 629.5748
Rate 1 - General Firm Service | Small Agricultural | 4720 | 826.3756 | 865.0114 | 712.6148 | 429.286 | 244.693 | 137.3715 | 103.0286 | 98.7358 | 103.0286 | 227.5216 | 339.136 | 633.1969
Rate 6 - Large Volume General Firm Service | Medium Commercial | 26933 | 5091.0696 | 4541.6066 | 3917.6402 | 2107.827 | 1027.5269 | 254.5535 | 462.5423 | 515.3156 | 599.132 | 1263.4545 | 2852.8616 | 4299.4704
Rate 6 - Large Volume General Firm Service | Large Commercial | 75685 | 14306.5237 | 12762.466 | 11009.0445 | 5923.2498 | 2887.4752 | 715.3262 | 1299.8 | 1448.0994 | 1683.6336 | 3550.4605 | 8016.8874 | 12082.0338
Rate 6 - Large Volume General Firm Service | Farm 1 | 21145.7262 | 3997.1174 | 3565.7212 | 3075.8306 | 1654.9041 | 806.7353 | 199.8559 | 363.1527 | 404.5863 | 470.3925 | 991.9676 | 2239.8481 | 3375.6144
Rate 6 - Large Volume General Firm Service | Farm 2 | 169165.8096 | 31976.9396 | 28525.7699 | 24606.645 | 13239.2329 | 6453.8823 | 1598.847 | 2905.2219 | 3236.6902 | 3763.1398 | 7935.7405 | 17918.785 | 27004.9154
Rate 6 - Large Volume General Firm Service | Farm 3 | 73756.293 | 13941.9457 | 12437.2357 | 10728.4972 | 5772.3055 | 2813.8927 | 697.0973 | 1266.6768 | 1411.1969 | 1640.729 | 3459.9829 | 7812.5903 | 11774.1431
Rate 11 - Large Volume Seasonal Service | Dryer 1 | 338331.6191 | 0 | 0 | 0 | 0 | 0 | 5154.2316 | 6055.183 | 22989.1383 | 33849.6089 | 108877.7487 | 113325.9719 | 48079.7367
Rate 11 - Large Volume Seasonal Service | Dryer 2 | 372164.781 | 0 | 0 | 0 | 0 | 0 | 5669.6548 | 6660.7014 | 25288.0521 | 37234.5698 | 119765.5236 | 124658.5691 | 52887.7104
Rate 11 - Large Volume Seasonal Service | Dryer 3 | 101499.4857 | 0 | 0 | 0 | 0 | 0 | 1546.2695 | 1816.5549 | 6896.7415 | 10154.8827 | 32663.3246 | 33997.7916 | 14423.921
Rate 11 - Large Volume Seasonal Service | Dryer 4 | 202998.9715 | 0 | 0 | 0 | 0 | 0 | 3092.539 | 3633.1098 | 13793.483 | 20309.7654 | 65326.6492 | 67995.5831 | 28847.842
Rate 11 - Large Volume Seasonal Service | Dryer 5 | 338331.6191 | 0 | 0 | 0 | 0 | 0 | 5154.2316 | 6055.183 | 22989.1383 | 33849.6089 | 108877.7487 | 113325.9719 | 48079.7367
Rate 16 - Contracted Firm Service | Industrial 1 | 15861997 | 1462703.4803 | 1517886.3286 | 1881120.0172 | 1459459.8581 | 1248386.8661 | 1245577.8753 | 721763.8195 | 768689.7062 | 991494.4398 | 1238653.5056 | 1393941.3775 | 1932319.7258
Rate 16 - Contracted Firm Service | Industrial 2 | 7549350 | 1317855.857 | 1323246.0274 | 1079200.5658 | 711398.4841 | 360910.9539 | 116936.3773 | 39972.1638 | 46488.3306 | 166406.8061 | 462469.6129 | 798716.271 | 1125748.5501
|  |  | 17.51% | 18.33% | 15.1% | 9.095% | 5.184% | 2.91% | 2.183% | 2.092% | 2.183% | 4.82% | 7.185% | 13.42%
|  |  | 17.51% | 18.33% | 15.1% | 9.095% | 5.184% | 2.91% | 2.183% | 2.092% | 2.183% | 4.82% | 7.185% | 13.42%
|  |  | 17.51% | 18.33% | 15.1% | 9.095% | 5.184% | 2.91% | 2.183% | 2.092% | 2.183% | 4.82% | 7.185% | 13.42%
|  |  | 17.51% | 18.33% | 15.1% | 9.095% | 5.184% | 2.91% | 2.183% | 2.092% | 2.183% | 4.82% | 7.185% | 13.42%
|  |  | 18.9% | 16.86% | 14.55% | 7.826% | 3.815% | 0.9451% | 1.717% | 1.913% | 2.225% | 4.691% | 10.59% | 15.96%
|  |  | 18.9% | 16.86% | 14.55% | 7.826% | 3.815% | 0.9451% | 1.717% | 1.913% | 2.225% | 4.691% | 10.59% | 15.96%
|  |  | 18.9% | 16.86% | 14.55% | 7.826% | 3.815% | 0.9451% | 1.717% | 1.913% | 2.225% | 4.691% | 10.59% | 15.96%
|  |  | 18.9% | 16.86% | 14.55% | 7.826% | 3.815% | 0.9451% | 1.717% | 1.913% | 2.225% | 4.691% | 10.59% | 15.96%
|  |  | 18.9% | 16.86% | 14.55% | 7.826% | 3.815% | 0.9451% | 1.717% | 1.913% | 2.225% | 4.691% | 10.59% | 15.96%
|  |  | 0% | 0% | 0% | 0% | 0% | 1.523% | 1.79% | 6.795% | 10% | 32.18% | 33.5% | 14.21%
|  |  | 0% | 0% | 0% | 0% | 0% | 1.523% | 1.79% | 6.795% | 10% | 32.18% | 33.5% | 14.21%
|  |  | 0% | 0% | 0% | 0% | 0% | 1.523% | 1.79% | 6.795% | 10% | 32.18% | 33.5% | 14.21%
|  |  | 0% | 0% | 0% | 0% | 0% | 1.523% | 1.79% | 6.795% | 10% | 32.18% | 33.5% | 14.21%
|  |  | 0% | 0% | 0% | 0% | 0% | 1.523% | 1.79% | 6.795% | 10% | 32.18% | 33.5% | 14.21%
|  |  | 9.221% | 9.569% | 11.86% | 9.201% | 7.87% | 7.853% | 4.55% | 4.846% | 6.251% | 7.809% | 8.788% | 12.18%
|  |  | 17.46% | 17.53% | 14.3% | 9.423% | 4.781% | 1.549% | 0.5295% | 0.6158% | 2.204% | 6.126% | 10.58% | 14.91%